## Summary.
Raphael Contracting Ltd, Raphael House, 123 Roebuck Road, Chessington, Surrey KT9 1EU
Blenheim House Construction - 72 Broadwick Street, Soho, London
| Item | Description | Value
| 1 | Panels as appended schedule | 272161.23
| 2 | Doors as appended door summary | 103059.67
| 3 | Preliminaries | 53300 | 8%
|  | TOTAL: | 428520.9

## Panelling
BHCL - 72 Broadwick Street - Wall Panelling - Raphael Contracting
[7 empty] | MISC | TOTAL | SUPPLY | TOTAL | J M S | TOTAL | LAB | TOTAL | SUPPLY | OH & P | NETT | MCD |  |  |  | MS | JS | PS
Floor | Item | Size | Drawing Ref | Spec Ref | QTY | UNIT |  | MISC |  | SUPPLY |  | J M S |  | LAB | & FIX | 12% |  | PEPS | RATE | Total cost | Notes | HOURS | HOURS | HOURS | Stone | Glass | Metal | Corian | Fabric | Veneer | Laminate
4 | Core 2 Wall panels | 150m² Approximately | 1076-WF-04, 1076-CO-24 P3 & 25 P & 1076-ID-357 P1 | K13-120 | 1 | Sum | 750 | 750 | 2250 | 2250 | 88567.14 | 88567.14 | 12150 | 12150 | 103717.14 | 12446.06 | 116163.2 | 0 | 116163.2 | 116163.2 | Budget only as drawings all contradict each other. Supplied as individual panels with battens factory fixed. All class O fire rated. | #REF! | #REF! | #REF!
4 | Core east stair panels | 63m² Approximately | 1076-WF-04 | K13-120 | 1 | Sum | 315 | 315 | 945 | 945 | 37198.2 | 37198.2 | 5103 | 5103 | 43561.2 | 5227.34 | 48788.54 | 0 | 48788.54 | 48788.54 | Budget only as no drawings other than GAs. Supplied as individual panels with battens factory fixed. All class O fire rated. | #REF! | #REF! | #REF!
4 | Core single lift panels | 46.5m² Approximately | 1076-WF-04 | K13-120 | 1 | Sum | 232.5 | 232.5 | 697.5 | 697.5 | 27455.81 | 27455.81 | 3766.5 | 3766.5 | 32152.31 | 3858.28 | 36010.59 | 0 | 36010.59 | 36010.59 | Budget only as no drawings other than GAs. Supplied as individual panels with battens factory fixed. . All class O fire rated.
4 | Core main lift panels | 79.5m² Approximately | 1076-WF-04 | K13-120 | 1 | Sum | 397.5 | 397.5 | 1192.5 | 1192.5 | 46940.58 | 46940.58 | 6439.5 | 6439.5 | 54970.08 | 6596.41 | 61566.49 | 0 | 61566.49 | 61566.49 | Budget only as no drawings other than GAs. Supplied as individual panels with battens factory fixed. . All class O fire rated. | #REF! | #REF! | #REF!
5 | Core single lift panels | 15m² Approximately | 1076-WF-05 | K13-120 | 1 | Sum | 75 | 75 | 225 | 225 | 7085.37 | 7085.37 | 1215 | 1215 | 8600.37 | 1032.04 | 9632.41 | 0 | 9632.41 | 9632.41 | Budget only as no drawings other than GAs. Supplied as individual panels with battens factory fixed. All class O fire rated. | #REF! | #REF! | #REF!
[19 empty] | TOTAL: | 272161.23

## Door Comparison
BHCL - 72 Broadwick St
DOOR COMPARISON
Door | Door | Door | Frame | Frame
Level | Number | Type | Width | Height | S/W | H/W | FD30 | FD60 | dB | Qty | Shadbolt | Selo | Selo | Selo | Selo
[8 empty] | /120 |  |  | Rate | Rate | Delivery | FDKL Sign | Protection | TOTAL
0 | 1 | 0 | [13 empty] | 0
0 | 4 | 0 | [13 empty] | 0
0 | 5 | 0 | [13 empty] | 0
0 | 7 | 0 | [13 empty] | 0
0 | 8 | R08 | [13 empty] | 0
0 | 9 | C11 | [13 empty] | 0
0 | 10 | E06 | [13 empty] | 0
0 | 13 | 0 | [13 empty] | 0
0 | 14 | 0 | [13 empty] | 0
0 | 15 | C07 | [13 empty] | 0
0 | 16 | C08 | [13 empty] | 0
0 | 17 | E07 | [13 empty] | 0
0 | 18 | E07 | [13 empty] | 0
0 | 19 | E07 | [13 empty] | 0
0 | 20 | E07 | [13 empty] | 0
0 | 22 | E07 | [13 empty] | 0
0 | 23 | E07 | [13 empty] | 0
0 | 24 | E07 | [13 empty] | 0
0 | 25 | E07 | [13 empty] | 0
0 | 26 | UKPN1 | [13 empty] | 0
0 | 29 | L01 | [13 empty] | 0
0 | 30 | L01 | [13 empty] | 0
0 | 31 | L01 | [13 empty] | 0
0 | 32 | L01 | [13 empty] | 0
0 | 36 | R08 | [13 empty] | 0
0 | 38 | R02 | [13 empty] | 0
0 | 39 | L01 | [13 empty] | 0
0 | 40 | UKPN1 | [13 empty] | 0
0 | 41 | R02 | [13 empty] | 0
0 | 42 | C07 | [13 empty] | 0
0 | 43 | E06 | [13 empty] | 0
0 | 44 | E06 | [13 empty] | 0
0 | 45 | TBC | [13 empty] | 0
0 | 46 | TBC | [13 empty] | 0
1 | 1 | R07 | [13 empty] | 0
1 | 2 | E06 | [13 empty] | 0
1 | 5 | C07 | [13 empty] | 0
1 | 6 | C07 | [13 empty] | 0
1 | 7 | C07 | [13 empty] | 0
1 | 9 | L01 | [13 empty] | 0
1 | 10 | L01 | [13 empty] | 0
1 | 11 | R02 | [13 empty] | 0
1 | 12 | C07 | [13 empty] | 0
1 | 13 | C08 | [13 empty] | 0
1 | 14 | C08 | [13 empty] | 0
1 | 16 | E06 | [13 empty] | 0
1 | 18 | C08 | [13 empty] | 0
1 | 19 | C08 | [13 empty] | 0
1 | 20 | C07 | [13 empty] | 0
1 | 21 | C08 | [13 empty] | 0
1 | 22 | C07 | [13 empty] | 0
1 | 23 | C08 | [13 empty] | 0
1 | 24 | C07 | [13 empty] | 0
1 | 25 | C07 | [13 empty] | 0
1 | 26 | C03 | [13 empty] | 0
1 | 27 | C03 | [13 empty] | 0
1 | 28 | R07 | [13 empty] | 0
1 | 29 | E06 | [13 empty] | 0
1 | 30 | E06 | [13 empty] | 0
2 | 1 | R07 | [13 empty] | 0
2 | 2 | C03 | [13 empty] | 0
2 | 3 | C07 | [13 empty] | 0
2 | 8 | E06 | [13 empty] | 0
2 | 9 | C07 | [13 empty] | 0
2 | 11 | C08 | [13 empty] | 0
2 | 12 | C03 | [13 empty] | 0
2 | 13 | C08 | [13 empty] | 0
2 | 15 | L01 | [13 empty] | 0
2 | 16 | L01 | [13 empty] | 0
2 | 19 | R02 | [13 empty] | 0
2 | 20 | C07 | [13 empty] | 0
2 | 21 | C08 | [13 empty] | 0
2 | 22 | C08 | [13 empty] | 0
2 | 23 | C08 | [13 empty] | 0
2 | 24 | C08 | [13 empty] | 0
2 | 35 | C07 | [13 empty] | 0
2 | 68 | C07 | [13 empty] | 0
2 | 69 | C07 | [13 empty] | 0
2 | 70 | E06 | [13 empty] | 0
3 | 1 | R07 | [13 empty] | 0
3 | 2 | C03 | [13 empty] | 0
3 | 3 | C07 | [13 empty] | 0
3 | 4 | C03 | [13 empty] | 0
3 | 5 | E06 | [13 empty] | 0
3 | 9 | C07 | [13 empty] | 0
3 | 13 | C08 | [13 empty] | 0
3 | 15 | C07 | [13 empty] | 0
3 | 16 | L01 | [13 empty] | 0
3 | 17 | L01 | [13 empty] | 0
3 | 19 | R02 | [13 empty] | 0
3 | 20 | C07 | [13 empty] | 0
3 | 22 | C08 | [13 empty] | 0
3 | 23 | C08 | [13 empty] | 0
3 | 24 | C08 | [13 empty] | 0
3 | 25 | C08 | [13 empty] | 0
3 | 36 | C07 | [13 empty] | 0
3 | 67 | E06 | [13 empty] | 0
3 | 68 | C07 | [13 empty] | 0
3 | 69 | C07 | [13 empty] | 0
3 | 70 | E06 | [13 empty] | 0
4 | 1 | R07 | [13 empty] | 0
4 | 2 | C03 | [13 empty] | 0
4 | 3 | C10 | [13 empty] | 0
4 | 4 | R01 | [13 empty] | 0
4 | 5 | R01 | [13 empty] | 0
4 | 6 | R01 | [13 empty] | 0
4 | 7 | R01 | [13 empty] | 0
4 | 8 | C01 | [13 empty] | 0
4 | 9 | C02 | [13 empty] | 0
4 | 10 | E06 | [13 empty] | 0
4 | 11 | C04 | [13 empty] | 0
4 | 14 | L01 | [13 empty] | 0
4 | 15 | L01 | [13 empty] | 0
4 | 16A | R04 | [13 empty] | 0
4 | 16B | R03 | [13 empty] | 0
4 | 17 | R02 | [13 empty] | 0
4 | 18 | C01 | [13 empty] | 0
4 | 19A | R05 | [13 empty] | 0
4 | 19B | R01 | [13 empty] | 0
4 | 22 | C05 | [13 empty] | 0
4 | 23 | WC03 | [13 empty] | 0
4 | 24 | WC01 | [13 empty] | 0
4 | 25 | WC01 | [13 empty] | 0
4 | 26 | WC01 | [13 empty] | 0
4 | 27 | R09 | [13 empty] | 0
4 | 28 | WC01 | [13 empty] | 0
4 | 29 | WC01 | [13 empty] | 0
4 | 30 | WC01 | [13 empty] | 0
4 | 31 | WC01 | [13 empty] | 0
4 | 32 | C10 | [13 empty] | 0
4 | 33 | R09 | [13 empty] | 0
4 | 34 | C05 | [13 empty] | 0
4 | 35 | WC05 | [13 empty] | 0
4 | 36 | WC01 | [13 empty] | 0
4 | 37 | WC01 | [13 empty] | 0
4 | 38 | WC01 | [13 empty] | 0
4 | 39 | WC01 | [13 empty] | 0
4 | 40 | WC01 | [13 empty] | 0
4 | 41 | WC01 | [13 empty] | 0
4 | 42 | WC01 | [13 empty] | 0
4 | 43A | R04 | [13 empty] | 0
4 | 43B | R03 | [13 empty] | 0
4 | 44 | R04 | [13 empty] | 0
4 | 45A | R05 | [13 empty] | 0
4 | 45B | R01 | [13 empty] | 0
4 | 46 | R04 | [13 empty] | 0
4 | 47 | R05 | [13 empty] | 0
4 | 48 | R05 | [13 empty] | 0
4 | 49 | R04 | [13 empty] | 0
4 | 50 | R05 | [13 empty] | 0
4 | 51 | R05 | [13 empty] | 0
4 | 52A | R05 | [13 empty] | 0
4 | 52B | R01 | [13 empty] | 0
4 | 53A | R04 | [13 empty] | 0
4 | 53B | R03 | [13 empty] | 0
4 | 54 | R04 | [13 empty] | 0
4 | 55 | R04 | [13 empty] | 0
4 | 56 | R05 | [13 empty] | 0
4 | 57 | R04 | [13 empty] | 0
4 | 58 | R04 | [13 empty] | 0
4 | 59 | R04 | [13 empty] | 0
4 | 60 | R04 | [13 empty] | 0
4 | 61 | R05 | [13 empty] | 0
4 | 62 | WC01 | [13 empty] | 0
4 | 63 | R07 | [13 empty] | 0
4 | 64A | R04 | [13 empty] | 0
4 | 64B | R03 | [13 empty] | 0
4 | 65A | R04 | [13 empty] | 0
4 | 65B | R03 | [13 empty] | 0
4 | 66 | R04 | [13 empty] | 0
4 | 67 | E06 | [13 empty] | 0
5 | 1 | R07 | [13 empty] | 0
5 | 2 | C02 | [13 empty] | 0
5 | 3 | R03 | [13 empty] | 0
5 | 4 | R03 | [13 empty] | 0
5 | 5 | E04 | [13 empty] | 0
5 | 6 | L02 | [13 empty] | 0
5 | 7 | R03 | [13 empty] | 0
5 | 8 | R01 | [13 empty] | 0
5 | 9 | R03 | [13 empty] | 0
5 | 10 | R03 | [13 empty] | 0
5 | 11 | E06 | [13 empty] | 0
5 | 12 | C02 | [13 empty] | 0
5 | 13 | C02 | [13 empty] | 0
5 | 14 | L01 | [13 empty] | 0
5 | 15 | C02 | [13 empty] | 0
5 | 16 | R03 | [13 empty] | 0
5 | 17 | E04 | [13 empty] | 0
5 | 18 | E06 | [13 empty] | 0
5 | 19 | E04 | [13 empty] | 0
5 | 20 | R01 | [13 empty] | 0
5 | 21 | R03 | [13 empty] | 0
5 | 22 | E04 | [13 empty] | 0
5 | 23 | R01 | [13 empty] | 0
5 | 24 | R01 | [13 empty] | 0
5 | 25 | A01 | [13 empty] | 0
5 | 26 | A04 | [13 empty] | 0
5 | 27 | A04 | [13 empty] | 0
5 | 28 | A02 | [13 empty] | 0
5 | 29 | A02 | [13 empty] | 0
5 | 30 | A02 | [13 empty] | 0
5 | 31 | A02 | [13 empty] | 0
5 | 32 | A02 | [13 empty] | 0
5 | 33 | A01 | [13 empty] | 0
5 | 34 | A02 | [13 empty] | 0
5 | 35 | A04 | [13 empty] | 0
5 | 36 | A02 | [13 empty] | 0
5 | 37 | A01 | [13 empty] | 0
5 | 38 | A04 | [13 empty] | 0
5 | 39 | A03 | [13 empty] | 0
5 | 40 | A02 | [13 empty] | 0
5 | 41 | A01 | [13 empty] | 0
5 | 42 | A02 | [13 empty] | 0
5 | 43 | A04 | [13 empty] | 0
5 | 44 | A02 | [13 empty] | 0
5 | 45 | A01 | [13 empty] | 0
5 | 46 | A02 | [13 empty] | 0
5 | 47 | A04 | [13 empty] | 0
5 | 48 | A02 | [13 empty] | 0
5 | 49 | A02 | [13 empty] | 0
5 | 50 | A02 | [13 empty] | 0
5 | 51 | A02 | [13 empty] | 0
5 | 52 | A03 | [13 empty] | 0
5 | 53 | A01 | [13 empty] | 0
5 | 54 | A02 | [13 empty] | 0
5 | 55 | A02 | [13 empty] | 0
5 | 56 | A02 | [13 empty] | 0
5 | 57 | A01 | [13 empty] | 0
5 | 58 | A02 | [13 empty] | 0
5 | 59 | A04 | [13 empty] | 0
5 | 60 | A02 | [13 empty] | 0
5 | 62 | A01 | [13 empty] | 0
5 | 63 | A04 | [13 empty] | 0
5 | 64 | A03 | [13 empty] | 0
5 | 65 | A02 | [13 empty] | 0
5 | 66 | A02 | [13 empty] | 0
5 | 67 | A01 | [13 empty] | 0
5 | 68 | A02 | [13 empty] | 0
5 | 69 | A04 | [13 empty] | 0
5 | 70 | A03 | [13 empty] | 0
5 | 71 | A02 | [13 empty] | 0
5 | 72 | A03 | [13 empty] | 0
5 | 73 | A02 | [13 empty] | 0
5 | 74 | A01 | [13 empty] | 0
5 | 75 | A02 | [13 empty] | 0
5 | 76 | A02 | [13 empty] | 0
5 | 77 | A04 | [13 empty] | 0
5 | 78 | A01 | [13 empty] | 0
5 | 79 | A02 | [13 empty] | 0
5 | 80 | A02 | [13 empty] | 0
5 | 81 | A02 | [13 empty] | 0
5 | 82 | A02 | [13 empty] | 0
5 | 83 | A03 | [13 empty] | 0
5 | 84 | A04 | [13 empty] | 0
5 | 85 | A01 | [13 empty] | 0
5 | 86 | A02 | [13 empty] | 0
5 | 87 | A02 | [13 empty] | 0
5 | 88 | A03 | [13 empty] | 0
5 | 89 | A02 | [13 empty] | 0
5 | 90 | A02 | [13 empty] | 0
5 | 91 | A04 | [13 empty] | 0
5 | 92 | A01 | [13 empty] | 0
5 | 93 | A02 | [13 empty] | 0
5 | 94 | A04 | [13 empty] | 0
5 | 95 | A02 | [13 empty] | 0
5 | 96 | A01 | [13 empty] | 0
5 | 97 | A04 | [13 empty] | 0
5 | 98 | A02 | [13 empty] | 0
5 | 99 | A02 | [13 empty] | 0
5 | 100 | A02 | [13 empty] | 0
5 | 101 | A02 | [13 empty] | 0
5 | 102 | A01 | [13 empty] | 0
5 | 103 | A04 | [13 empty] | 0
5 | 104 | A02 | [13 empty] | 0
5 | 105 | A02 | [13 empty] | 0
5 | 106 | A02 | [13 empty] | 0
5 | 107 | A02 | [13 empty] | 0
5 | 108 | A06 | [13 empty] | 0
5 | 109 | A02 | [13 empty] | 0
5 | 110 | R01 | [13 empty] | 0
5 | 111 | A05 | [13 empty] | 0
5 | 112 | A05 | [13 empty] | 0
5 | 113 | A05 | [13 empty] | 0
5 | 114 | A05 | [13 empty] | 0
5 | 115 | A05 | [13 empty] | 0
5 | 116 | A05 | [13 empty] | 0
5 | 117 | A05 | [13 empty] | 0
5 | 118 | A05 | [13 empty] | 0
5 | 119 | A05 | [13 empty] | 0
5 | 120 | A05 | [13 empty] | 0
5 | 121 | A05 | [13 empty] | 0
5 | 122 | A05 | [13 empty] | 0
5 | 123 | A05 | [13 empty] | 0
5 | 124 | A05 | [13 empty] | 0
5 | 125 | A05 | [13 empty] | 0
5 | 126 | A05 | [13 empty] | 0
5 | 127 | A05 | [13 empty] | 0
5 | 128 | A05 | [13 empty] | 0
5 | 129 | A05 | [13 empty] | 0
5 | 130 | A05 | [13 empty] | 0
5 | 131 | A05 | [13 empty] | 0
5 | 132 | R02 | [13 empty] | 0
5 | 133 | R01 | [13 empty] | 0
5 | 134 | R01 | [13 empty] | 0
5 | 135 | E06 | [13 empty] | 0
05LL | 1 | R10 | [13 empty] | 0
05LL | 2 | R10 | [13 empty] | 0
05LL | 3 | R10 | [13 empty] | 0
05LL | 4 | R10 | [13 empty] | 0
05LL | 5 | R10 | [13 empty] | 0
05LL | 6 | R10 | [13 empty] | 0
05LL | 7 | R10 | [13 empty] | 0
05LL | 8 | R10 | [13 empty] | 0
05LL | 9 | R10 | [13 empty] | 0
05LL | 10 | R10 | [13 empty] | 0
05LL | 11 | R10 | [13 empty] | 0
05LL | 12 | R10 | [13 empty] | 0
05LL | 13 | R10 | [13 empty] | 0
05LL | 14 | R10 | [13 empty] | 0
05LL | 15 | R10 | [13 empty] | 0
05LL | 16 | R10 | [13 empty] | 0
05LL | 17 | R10 | [13 empty] | 0
05LL | 18 | R10 | [13 empty] | 0
05LL | 19 | R10 | [13 empty] | 0
05LL | 20 | R10 | [13 empty] | 0
05LL | 21 | R10 | [13 empty] | 0
05LL | 22 | R10 | [13 empty] | 0
05LL | 23 | R10 | [13 empty] | 0
05LL | 24 | R10 | [13 empty] | 0
05LL | 25 | R10 | [13 empty] | 0
05LL | 26 | R10 | [13 empty] | 0
05LL | 27 | R10 | [13 empty] | 0
05LL | 28 | R10 | [13 empty] | 0
05LL | 29 | R10 | [13 empty] | 0
6 | 1 | E06 | [13 empty] | 0
6 | 2 | E06 | [13 empty] | 0
6 | 3 | E06 | [13 empty] | 0
6 | 6 | C02 | [13 empty] | 0
6 | 7 | C02 | [13 empty] | 0
6 | 8 | C02 | [13 empty] | 0
6 | 9 | R02 | [13 empty] | 0
6 | 10 | R08 | [13 empty] | 0
6 | 11 | R08 | [13 empty] | 0
6 | 12 | L01 | [13 empty] | 0
6 | 13 | R01 | [13 empty] | 0
6 | 14 | C06 | [13 empty] | 0
6 | 15 | R01 | [13 empty] | 0
6 | 17 | E08 | [13 empty] | 0
6 | 18 | C04 | [13 empty] | 0
6 | 19 | E06 | [13 empty] | 0
6 | 20 | E06 | [13 empty] | 0
6 | 21 | E06 | [13 empty] | 0
B1 | 1 | C08 | [13 empty] | 0
B1 | 2 | C08 | [13 empty] | 0
B1 | 3 | C08 | [13 empty] | 0
B1 | 4 | C08 | [13 empty] | 0
B2 | 1 | C07 | [13 empty] | 0
B2 | 2 | C08 | [13 empty] | 0
B2 | 3 | C07 | [13 empty] | 0
B2 | 4 | C08 | [13 empty] | 0
B2 | 5 | C08 | [13 empty] | 0
B2 | 6 | C08 | [13 empty] | 0
B2 | 7 | C07 | [13 empty] | 0
B2 | 8 | C06 | [13 empty] | 0
B2 | 9 | C07 | [13 empty] | 0
B2 | 12 | C08 | [13 empty] | 0
B2 | 13 | C08 | [13 empty] | 0
B2 | 14 | C08 | [13 empty] | 0
B2 | 15 | C08 | [13 empty] | 0
B2 | 16 | WC02 | [13 empty] | 0
B2 | 17 | WC02 | [13 empty] | 0
B2 | 18 | WC02 | [13 empty] | 0
B2 | 19 | WC02 | [13 empty] | 0
B2 | 20 | WC02 | [13 empty] | 0
B2 | 21 | WC02 | [13 empty] | 0
B2 | 22 | C07 | [13 empty] | 0
B2 | 30 | C08 | [13 empty] | 0
B2 | 31 | C07 | [13 empty] | 0
B2 | 32 | C07 | [13 empty] | 0
B2 | 33 | C07 | [13 empty] | 0
B2 | 34 | C07 | [13 empty] | 0
B2 | 35 | C07 | [13 empty] | 0
B2 | 36 | C07 | [13 empty] | 0
B2 | 37 | C07 | [13 empty] | 0
B2 | 38 | C08 | [13 empty] | 0
B2 | 39 | C08 | [13 empty] | 0
[10 empty] | 0 | 0 | 0 | 0 | 0 | 0 | 0
[9 empty] | Check |  | 0

## Door Labour
BHCL - 72 Broadwick St
DOOR LABOUR |  |  |  | AVERAGE DAILY RATE = | [5 empty] | 135 | . INCREASED TO CURRENT RATE ON SUMMARY PAGE
Door | Door | Door | Frame | Frame
Level | Number | Type | Width | Height |  | S/W | H/W |  | FD30 | FD60 | dB | Door | Sub | Frame | Arcs(2) | Iron | Strips | Mastic | 4 sided | LABOUR
0 | 1 | 0 | [18 empty] | 0
0 | 4 | 0 | [18 empty] | 0
0 | 5 | 0 | [18 empty] | 0
0 | 7 | 0 | [18 empty] | 0
0 | 8 | R08 | 1540 | 2470 | 0 | 0 | 0 | 0 | 0 | 0 | 0 | 135 | 20.09 |  |  |  |  | 0 | 0 | 155.09 | 0
0 | 9 | C11 | [18 empty] | 0
0 | 10 | E06 | [18 empty] | 0
0 | 13 | 0 | [18 empty] | 0
0 | 14 | 0 | [18 empty] | 0
0 | 15 | C07 | 0 | 0 | 0 | 0 | 0 | 0 | 0 | 0 | 0 | 44 | 0 | 0 | 0 | 0 | 0 | 0 | 0 | 44 | 0
0 | 16 | C08 | [18 empty] | 0
0 | 17 | E07 | [18 empty] | 0
0 | 18 | E07 | [18 empty] | 0
0 | 19 | E07 | [18 empty] | 0
0 | 20 | E07 | [18 empty] | 0
0 | 22 | E07 | [18 empty] | 0
0 | 23 | E07 | [18 empty] | 0
0 | 24 | E07 | [18 empty] | 0
0 | 25 | E07 | [18 empty] | 0
0 | 26 | UKPN1 | 0 | 0 | 0 | 0 | 0 | 0 | 0 | 0 | 0 | 44 | 0 | 0 | 0 | 0 | 0 | 0 | 0 | 44 | 0
0 | 29 | L01 | [18 empty] | 0
0 | 30 | L01 | [18 empty] | 0
0 | 31 | L01 | [18 empty] | 0
0 | 32 | L01 | [18 empty] | 0
0 | 36 | R08 | 0 | 0 | 0 | 0 | 0 | 0 | 0 | 0 | 0 | 135 | 0 |  |  |  |  | 0 | 0 | 135 | 0
0 | 38 | R02 | [18 empty] | 0
0 | 39 | L01 | [18 empty] | 0
0 | 40 | UKPN1 | 0 | 0 | 0 | 0 | 0 | 0 | 0 | 0 | 0 | 44 | 0 | 0 | 0 | 0 | 0 | 0 | 0 | 44 | 0
0 | 41 | R02 | 0 | 0 | 0 | 0 | 0 | 0 | 0 | 0 | 0 | 135 | 0 |  |  |  |  | 0 | 0 | 135 | 0
0 | 42 | C07 | [18 empty] | 0
0 | 43 | E06 | 0 | 0 | 0 | 0 | 0 | 0 | 0 | 0 | 0 | 44 | 0 | 0 | 0 | 0 | 0 | 0 | 0 | 44 | 0
0 | 44 | E06 | 0 | 0 | 0 | 0 | 0 | 0 | 0 | 0 | 0 | 22 | 0 | 0 | 0 | 0 | 0 | 0 | 0 | 22 | 0
0 | 45 | TBC | 0 | 0 | 0 | 0 | 0 | 0 | 0 | 0 | 0 | 22 | 0 | 0 | 0 | 0 | 0 | 0 | 0 | 22 | 0
0 | 46 | TBC | [18 empty] | 0
1 | 1 | R07 | [18 empty] | 0
1 | 2 | E06 | [18 empty] | 0
1 | 5 | C07 | 0 | 0 | 0 | 0 | 0 | 0 | 0 | 0 | 0 | 22 | 0 | 0 | 0 | 0 | 0 | 0 | 0 | 22 | 0
1 | 6 | C07 | 0 | 0 | 0 | 0 | 0 | 0 | 0 | 0 | 0 | 44 | 0 | 0 | 0 | 0 | 0 | 0 | 0 | 44 | 0
1 | 7 | C07 | 0 | 0 | 0 | 0 | 0 | 0 | 0 | 0 | 0 | 44 | 0 | 0 | 0 | 0 | 0 | 0 | 0 | 44 | 0
1 | 9 | L01 | [18 empty] | 0
1 | 10 | L01 | 0 | 0 | 0 | 0 | 0 | 0 | 0 | 0 | 0 | 44 | 0 | 0 | 0 | 0 | 0 | 0 | 0 | 44 | 0
1 | 11 | R02 | 0 | 0 | 0 | 0 | 0 | 0 | 0 | 0 | 0 | 44 | 0 | 0 | 0 | 0 | 0 | 0 | 0 | 44 | 0
1 | 12 | C07 | 0 | 0 | 0 | 0 | 0 | 0 | 0 | 0 | 0 | 22 | 0 | 0 | 0 | 0 | 0 | 0 | 0 | 22 | 0
1 | 13 | C08 | 0 | 0 | 0 | 0 | 0 | 0 | 0 | 0 | 0 | 44 | 0 | 0 | 0 | 0 | 0 | 0 | 0 | 44 | 0
1 | 14 | C08 | 0 | 0 | 0 | 0 | 0 | 0 | 0 | 0 | 0 | 22 | 0 | 0 | 0 | 0 | 0 | 0 | 0 | 22 | 0
1 | 16 | E06 | 0 | 0 | 0 | 0 | 0 | 0 | 0 | 0 | 0 | 44 | 0 | 0 | 0 | 0 | 0 | 0 | 0 | 44 | 0
1 | 18 | C08 | 0 | 0 | 0 | 0 | 0 | 0 | 0 | 0 | 0 | 22 | 0 | 0 | 0 | 0 | 0 | 0 | 0 | 22 | 0
1 | 19 | C08 | 0 | 0 | 0 | 0 | 0 | 0 | 0 | 0 | 0 | 22 | 0 | 0 | 0 | 0 | 0 | 0 | 0 | 22 | 0
1 | 20 | C07 | 0 | 0 | 0 | 0 | 0 | 0 | 0 | 0 | 0 | 44 | 0 | 0 | 0 | 0 | 0 | 0 | 0 | 44 | 0
1 | 21 | C08 | 0 | 0 | 0 | 0 | 0 | 0 | 0 | 0 | 0 | 22 | 0 | 0 | 0 | 0 | 0 | 0 | 0 | 22 | 0
1 | 22 | C07 | 0 | 0 | 0 | 0 | 0 | 0 | 0 | 0 | 0 | 135 | 0 |  |  |  |  | 0 | 0 | 135 | 0
1 | 23 | C08 | 0 | 0 | 0 | 0 | 0 | 0 | 0 | 0 | 0 | 135 | 0 |  |  |  |  | 0 | 0 | 135 | 0
1 | 24 | C07 | 0 | 0 | 0 | 0 | 0 | 0 | 0 | 0 | 0 | 88 | 0 | 0 | 0 | 0 | 0 | 0 | 0 | 88 | 0
1 | 25 | C07 | 0 | 0 | 0 | 0 | 0 | 0 | 0 | 0 | 0 | 88 | 0 | 0 | 0 | 0 | 0 | 0 | 0 | 88 | 0
1 | 26 | C03 | [18 empty] | 0
1 | 27 | C03 | 0 | 0 | 0 | 0 | 0 | 0 | 0 | 0 | 0 | 22 | 0 | 0 | 0 | 0 | 0 | 0 | 0 | 22 | 0
1 | 28 | R07 | 0 | 0 | 0 | 0 | 0 | 0 | 0 | 0 | 0 | 44 | 0 | 0 | 0 | 0 | 0 | 0 | 0 | 44 | 0
1 | 29 | E06 | 0 | 0 | 0 | 0 | 0 | 0 | 0 | 0 | 0 | 88 | 0 | 0 | 0 | 0 | 0 | 0 | 0 | 88 | 0
1 | 30 | E06 | 0 | 0 | 0 | 0 | 0 | 0 | 0 | 0 | 0 | 44 | 0 | 0 | 0 | 0 | 0 | 0 | 0 | 44 | 0
2 | 1 | R07 | [18 empty] | 0
2 | 2 | C03 | [18 empty] | 0
2 | 3 | C07 | [18 empty] | 0
2 | 8 | E06 | 0 | 0 | 0 | 0 | 0 | 0 | 0 | 0 | 0 | 22 | 0 | 0 | 0 | 0 | 0 | 0 | 0 | 22 | 0
2 | 9 | C07 | 0 | 0 | 0 | 0 | 0 | 0 | 0 | 0 | 0 | 44 | 0 | 0 | 0 | 0 | 0 | 0 | 0 | 44 | 0
2 | 11 | C08 | 0 | 0 | 0 | 0 | 0 | 0 | 0 | 0 | 0 | 44 | 0 | 0 | 0 | 0 | 0 | 0 | 0 | 44 | 0
2 | 12 | C03 | 0 | 0 | 0 | 0 | 0 | 0 | 0 | 0 | 0 | 44 | 0 | 0 | 0 | 0 | 0 | 0 | 0 | 44 | 0
2 | 13 | C08 | 0 | 0 | 0 | 0 | 0 | 0 | 0 | 0 | 0 | 44 | 0 | 0 | 0 | 0 | 0 | 0 | 0 | 44 | 0
2 | 15 | L01 | 0 | 0 | 0 | 0 | 0 | 0 | 0 | 0 | 0 | 44 | 0 | 0 | 0 | 0 | 0 | 0 | 0 | 44 | 0
2 | 16 | L01 | 0 | 0 | 0 | 0 | 0 | 0 | 0 | 0 | 0 | 22 | 0 | 0 | 0 | 0 | 0 | 0 | 0 | 22 | 0
2 | 19 | R02 | 0 | 0 | 0 | 0 | 0 | 0 | 0 | 0 | 0 | 22 | 0 | 0 | 0 | 0 | 0 | 0 | 0 | 22 | 0
2 | 20 | C07 | [18 empty] | 0
2 | 21 | C08 | 0 | 0 | 0 | 0 | 0 | 0 | 0 | 0 | 0 | 135 | 0 |  |  |  |  | 0 | 0 | 135 | 0
2 | 22 | C08 | 0 | 0 | 0 | 0 | 0 | 0 | 0 | 0 | 0 | 88 | 0 | 0 | 0 | 0 | 0 | 0 | 0 | 88 | 0
2 | 23 | C08 | 0 | 0 | 0 | 0 | 0 | 0 | 0 | 0 | 0 | 88 | 0 | 0 | 0 | 0 | 0 | 0 | 0 | 88 | 0
2 | 24 | C08 | 0 | 0 | 0 | 0 | 0 | 0 | 0 | 0 | 0 | 22 | 0 | 0 | 0 | 0 | 0 | 0 | 0 | 22 | 0
2 | 35 | C07 | [18 empty] | 0
2 | 68 | C07 | 0 | 0 | 0 | 0 | 0 | 0 | 0 | 0 | 0 | 22 | 0 | 0 | 0 | 0 | 0 | 0 | 0 | 22 | 0
2 | 69 | C07 | 0 | 0 | 0 | 0 | 0 | 0 | 0 | 0 | 0 | 44 | 0 | 0 | 0 | 0 | 0 | 0 | 0 | 44 | 0
2 | 70 | E06 | 0 | 0 | 0 | 0 | 0 | 0 | 0 | 0 | 0 | 44 | 0 | 0 | 0 | 0 | 0 | 0 | 0 | 44 | 0
3 | 1 | R07 | [18 empty] | 0
3 | 2 | C03 | [18 empty] | 0
3 | 3 | C07 | [18 empty] | 0
3 | 4 | C03 | 0 | 0 | 0 | 0 | 0 | 0 | 0 | 0 | 0 | 22 | 0 | 0 | 0 | 0 | 0 | 0 | 0 | 22 | 0
3 | 5 | E06 | 0 | 0 | 0 | 0 | 0 | 0 | 0 | 0 | 0 | 44 | 0 | 0 | 0 | 0 | 0 | 0 | 0 | 44 | 0
3 | 9 | C07 | 0 | 0 | 0 | 0 | 0 | 0 | 0 | 0 | 0 | 44 | 0 | 0 | 0 | 0 | 0 | 0 | 0 | 44 | 0
3 | 13 | C08 | 0 | 0 | 0 | 0 | 0 | 0 | 0 | 0 | 0 | 44 | 0 | 0 | 0 | 0 | 0 | 0 | 0 | 44 | 0
3 | 15 | C07 | 0 | 0 | 0 | 0 | 0 | 0 | 0 | 0 | 0 | 44 | 0 | 0 | 0 | 0 | 0 | 0 | 0 | 44 | 0
3 | 16 | L01 | 0 | 0 | 0 | 0 | 0 | 0 | 0 | 0 | 0 | 44 | 0 | 0 | 0 | 0 | 0 | 0 | 0 | 44 | 0
3 | 17 | L01 | [18 empty] | 0
3 | 19 | R02 | 0 | 0 | 0 | 0 | 0 | 0 | 0 | 0 | 0 | 22 | 0 | 0 | 0 | 0 | 0 | 0 | 0 | 22 | 0
3 | 20 | C07 | 0 | 0 | 0 | 0 | 0 | 0 | 0 | 0 | 0 | 22 | 0 | 0 | 0 | 0 | 0 | 0 | 0 | 22 | 0
3 | 22 | C08 | [18 empty] | 0
3 | 23 | C08 | 0 | 0 | 0 | 0 | 0 | 0 | 0 | 0 | 0 | 135 | 0 |  |  |  |  | 0 | 0 | 135 | 0
3 | 24 | C08 | 0 | 0 | 0 | 0 | 0 | 0 | 0 | 0 | 0 | 88 | 0 | 0 | 0 | 0 | 0 | 0 | 0 | 88 | 0
3 | 25 | C08 | 0 | 0 | 0 | 0 | 0 | 0 | 0 | 0 | 0 | 88 | 0 | 0 | 0 | 0 | 0 | 0 | 0 | 88 | 0
3 | 36 | C07 | 0 | 0 | 0 | 0 | 0 | 0 | 0 | 0 | 0 | 176 | 0 | 0 | 0 | 0 | 0 | 0 | 0 | 176 | 0
3 | 67 | E06 | 0 | 0 | 0 | 0 | 0 | 0 | 0 | 0 | 0 | 88 | 0 | 0 | 0 | 0 | 0 | 0 | 0 | 88 | 0
3 | 68 | C07 | 0 | 0 | 0 | 0 | 0 | 0 | 0 | 0 | 0 | 88 | 0 | 0 | 0 | 0 | 0 | 0 | 0 | 88 | 0
3 | 69 | C07 | 0 | 0 | 0 | 0 | 0 | 0 | 0 | 0 | 0 | 88 | 0 | 0 | 0 | 0 | 0 | 0 | 0 | 88 | 0
3 | 70 | E06 | 0 | 0 | 0 | 0 | 0 | 0 | 0 | 0 | 0 | 176 | 0 | 0 | 0 | 0 | 0 | 0 | 0 | 176 | 0
4 | 1 | R07 | 0 | 0 | 0 | 0 | 0 | 0 | 0 | 0 | 0 | 44 | 0 | 0 | 0 | 0 | 0 | 0 | 0 | 44 | 0
4 | 2 | C03 | [18 empty] | 0
4 | 3 | C10 | [18 empty] | 0
4 | 4 | R01 | [18 empty] | 0
4 | 5 | R01 | [18 empty] | 0
4 | 6 | R01 | 0 | 0 | 0 | 0 | 0 | 0 | 0 | 0 | 0 | 88 | 0 | 0 | 0 | 0 | 0 | 0 | 0 | 88 | 0
4 | 7 | R01 | [18 empty] | 0
4 | 8 | C01 | 0 | 0 | 0 | 0 | 0 | 0 | 0 | 0 | 0 | 176 | 0 | 0 | 0 | 0 | 0 | 0 | 0 | 176 | 0
4 | 9 | C02 | 0 | 0 | 0 | 0 | 0 | 0 | 0 | 0 | 0 | 88 | 0 | 0 | 0 | 0 | 0 | 0 | 0 | 88 | 0
4 | 10 | E06 | 0 | 0 | 0 | 0 | 0 | 0 | 0 | 0 | 0 | 88 | 0 | 0 | 0 | 0 | 0 | 0 | 0 | 88 | 0
4 | 11 | C04 | [18 empty] | 0
4 | 14 | L01 | [18 empty] | 0
4 | 15 | L01 | [18 empty] | 0
4 | 16A | R04 | [18 empty] | 0
4 | 16B | R03 | [18 empty] | 0
4 | 17 | R02 | [18 empty] | 0
4 | 18 | C01 | [18 empty] | 0
4 | 19A | R05 | [18 empty] | 0
4 | 19B | R01 | [18 empty] | 0
4 | 22 | C05 | 0 | 0 | 0 | 0 | 0 | 0 | 0 | 0 | 0 | 88 | 0 | 0 | 0 | 0 | 0 | 0 | 0 | 88 | 0
4 | 23 | WC03 | [18 empty] | 0
4 | 24 | WC01 | 0 | 0 | 0 | 0 | 0 | 0 | 0 | 0 | 0 | 88 | 0 | 0 | 0 | 0 | 0 | 0 | 0 | 88 | 0
4 | 25 | WC01 | [18 empty] | 0
4 | 26 | WC01 | [18 empty] | 0
4 | 27 | R09 | [18 empty] | 0
4 | 28 | WC01 | [18 empty] | 0
4 | 29 | WC01 | [18 empty] | 0
4 | 30 | WC01 | [18 empty] | 0
4 | 31 | WC01 | [18 empty] | 0
4 | 32 | C10 | [18 empty] | 0
4 | 33 | R09 | 0 | 0 | 0 | 0 | 0 | 0 | 0 | 0 | 0 | 88 | 0 | 0 | 0 | 0 | 0 | 0 | 0 | 88 | 0
4 | 34 | C05 | 0 | 0 | 0 | 0 | 0 | 0 | 0 | 0 | 0 | 88 | 0 | 0 | 0 | 0 | 0 | 0 | 0 | 88 | 0
4 | 35 | WC05 | 0 | 0 | 0 | 0 | 0 | 0 | 0 | 0 | 0 | 88 | 0 | 0 | 0 | 0 | 0 | 0 | 0 | 88 | 0
4 | 36 | WC01 | 0 | 0 | 0 | 0 | 0 | 0 | 0 | 0 | 0 | 44 | 0 | 0 | 0 | 0 | 0 | 0 | 0 | 44 | 0
4 | 37 | WC01 | 0 | 0 | 0 | 0 | 0 | 0 | 0 | 0 | 0 | 176 | 0 | 0 | 0 | 0 | 0 | 0 | 0 | 176 | 0
4 | 38 | WC01 | 0 | 0 | 0 | 0 | 0 | 0 | 0 | 0 | 0 | 88 | 0 | 0 | 0 | 0 | 0 | 0 | 0 | 88 | 0
4 | 39 | WC01 | 0 | 0 | 0 | 0 | 0 | 0 | 0 | 0 | 0 | 44 | 0 | 0 | 0 | 0 | 0 | 0 | 0 | 44 | 0
4 | 40 | WC01 | 0 | 0 | 0 | 0 | 0 | 0 | 0 | 0 | 0 | 176 | 0 | 0 | 0 | 0 | 0 | 0 | 0 | 176 | 0
4 | 41 | WC01 | 0 | 0 | 0 | 0 | 0 | 0 | 0 | 0 | 0 | 88 | 0 | 0 | 0 | 0 | 0 | 0 | 0 | 88 | 0
4 | 42 | WC01 | 0 | 0 | 0 | 0 | 0 | 0 | 0 | 0 | 0 | 88 | 0 | 0 | 0 | 0 | 0 | 0 | 0 | 88 | 0
4 | 43A | R04 | 0 | 0 | 0 | 0 | 0 | 0 | 0 | 0 | 0 | 44 | 0 | 0 | 0 | 0 | 0 | 0 | 0 | 44 | 0
4 | 43B | R03 | 0 | 0 | 0 | 0 | 0 | 0 | 0 | 0 | 0 | 44 | 0 | 0 | 0 | 0 | 0 | 0 | 0 | 44 | 0
4 | 44 | R04 | 0 | 0 | 0 | 0 | 0 | 0 | 0 | 0 | 0 | 44 | 0 | 0 | 0 | 0 | 0 | 0 | 0 | 44 | 0
4 | 45A | R05 | 0 | 0 | 0 | 0 | 0 | 0 | 0 | 0 | 0 | 176 | 0 | 0 | 0 | 0 | 0 | 0 | 0 | 176 | 0
4 | 45B | R01 | 0 | 0 | 0 | 0 | 0 | 0 | 0 | 0 | 0 | 44 | 0 | 0 | 0 | 0 | 0 | 0 | 0 | 44 | 0
4 | 46 | R04 | 0 | 0 | 0 | 0 | 0 | 0 | 0 | 0 | 0 | 88 | 0 | 0 | 0 | 0 | 0 | 0 | 0 | 88 | 0
4 | 47 | R05 | 0 | 0 | 0 | 0 | 0 | 0 | 0 | 0 | 0 | 88 | 0 | 0 | 0 | 0 | 0 | 0 | 0 | 88 | 0
4 | 48 | R05 | 0 | 0 | 0 | 0 | 0 | 0 | 0 | 0 | 0 | 44 | 0 | 0 | 0 | 0 | 0 | 0 | 0 | 44 | 0
4 | 49 | R04 | 0 | 0 | 0 | 0 | 0 | 0 | 0 | 0 | 0 | 176 | 0 | 0 | 0 | 0 | 0 | 0 | 0 | 176 | 0
4 | 50 | R05 | [18 empty] | 0
4 | 51 | R05 | 0 | 0 | 0 | 0 | 0 | 0 | 0 | 0 | 0 | 135 | 0 |  |  |  |  | 0 | 0 | 135 | 0
4 | 52A | R05 | 0 | 0 | 0 | 0 | 0 | 0 | 0 | 0 | 0 | 44 | 0 | 0 | 0 | 0 | 0 | 0 | 0 | 44 | 0
4 | 52B | R01 | 0 | 0 | 0 | 0 | 0 | 0 | 0 | 0 | 0 | 44 | 0 | 0 | 0 | 0 | 0 | 0 | 0 | 44 | 0
4 | 53A | R04 | 0 | 0 | 0 | 0 | 0 | 0 | 0 | 0 | 0 | 44 | 0 | 0 | 0 | 0 | 0 | 0 | 0 | 44 | 0
4 | 53B | R03 | 0 | 0 | 0 | 0 | 0 | 0 | 0 | 0 | 0 | 135 | 0 |  |  |  |  | 0 | 0 | 135 | 0
4 | 54 | R04 | 0 | 0 | 0 | 0 | 0 | 0 | 0 | 0 | 0 | 44 | 0 | 0 | 0 | 0 | 0 | 0 | 0 | 44 | 0
4 | 55 | R04 | 0 | 0 | 0 | 0 | 0 | 0 | 0 | 0 | 0 | 44 | 0 | 0 | 0 | 0 | 0 | 0 | 0 | 44 | 0
4 | 56 | R05 | 0 | 0 | 0 | 0 | 0 | 0 | 0 | 0 | 0 | 44 | 0 | 0 | 0 | 0 | 0 | 0 | 0 | 44 | 0
4 | 57 | R04 | [18 empty] | 0
4 | 58 | R04 | [18 empty] | 0
4 | 59 | R04 | 0 | 0 | 0 | 0 | 0 | 0 | 0 | 0 | 0 | 44 | 0 | 0 | 0 | 0 | 0 | 0 | 0 | 44 | 0
4 | 60 | R04 | 0 | 0 | 0 | 0 | 0 | 0 | 0 | 0 | 0 | 88 | 0 | 0 | 0 | 0 | 0 | 0 | 0 | 88 | 0
4 | 61 | R05 | 0 | 0 | 0 | 0 | 0 | 0 | 0 | 0 | 0 | 44 | 0 | 0 | 0 | 0 | 0 | 0 | 0 | 44 | 0
4 | 62 | WC01 | 0 | 0 | 0 | 0 | 0 | 0 | 0 | 0 | 0 | 44 | 0 | 0 | 0 | 0 | 0 | 0 | 0 | 44 | 0
4 | 63 | R07 | [18 empty] | 0
4 | 64A | R04 | 0 | 0 | 0 | 0 | 0 | 0 | 0 | 0 | 0 | 44 | 0 | 0 | 0 | 0 | 0 | 0 | 0 | 44 | 0
4 | 64B | R03 | 0 | 0 | 0 | 0 | 0 | 0 | 0 | 0 | 0 | 44 | 0 | 0 | 0 | 0 | 0 | 0 | 0 | 44 | 0
4 | 65A | R04 | [18 empty] | 0
4 | 65B | R03 | 0 | 0 | 0 | 0 | 0 | 0 | 0 | 0 | 0 | 44 | 0 | 0 | 0 | 0 | 0 | 0 | 0 | 44 | 0
4 | 66 | R04 | 0 | 0 | 0 | 0 | 0 | 0 | 0 | 0 | 0 | 44 | 0 | 0 | 0 | 0 | 0 | 0 | 0 | 44 | 0
4 | 67 | E06 | [18 empty] | 0
5 | 1 | R07 | [18 empty] | 0
5 | 2 | C02 | [18 empty] | 0
5 | 3 | R03 | 0 | 0 | 0 | 0 | 0 | 0 | 0 | 0 | 0 | 88 | 0 | 0 | 0 | 0 | 0 | 0 | 0 | 88 | 0
5 | 4 | R03 | 0 | 0 | 0 | 0 | 0 | 0 | 0 | 0 | 0 | 44 | 0 | 0 | 0 | 0 | 0 | 0 | 0 | 44 | 0
5 | 5 | E04 | [18 empty] | 0
5 | 6 | L02 | 0 | 0 | 0 | 0 | 0 | 0 | 0 | 0 | 0 | 88 | 0 | 0 | 0 | 0 | 0 | 0 | 0 | 88 | 0
5 | 7 | R03 | 0 | 0 | 0 | 0 | 0 | 0 | 0 | 0 | 0 | 88 | 0 | 0 | 0 | 0 | 0 | 0 | 0 | 88 | 0
5 | 8 | R01 | 0 | 0 | 0 | 0 | 0 | 0 | 0 | 0 | 0 | 44 | 0 | 0 | 0 | 0 | 0 | 0 | 0 | 44 | 0
5 | 9 | R03 | 0 | 0 | 0 | 0 | 0 | 0 | 0 | 0 | 0 | 88 | 0 | 0 | 0 | 0 | 0 | 0 | 0 | 88 | 0
5 | 10 | R03 | 0 | 0 | 0 | 0 | 0 | 0 | 0 | 0 | 0 | 88 | 0 | 0 | 0 | 0 | 0 | 0 | 0 | 88 | 0
5 | 11 | E06 | 0 | 0 | 0 | 0 | 0 | 0 | 0 | 0 | 0 | 44 | 0 | 0 | 0 | 0 | 0 | 0 | 0 | 44 | 0
5 | 12 | C02 | 0 | 0 | 0 | 0 | 0 | 0 | 0 | 0 | 0 | 44 | 0 | 0 | 0 | 0 | 0 | 0 | 0 | 44 | 0
5 | 13 | C02 | 0 | 0 | 0 | 0 | 0 | 0 | 0 | 0 | 0 | 44 | 0 | 0 | 0 | 0 | 0 | 0 | 0 | 44 | 0
5 | 14 | L01 | 0 | 0 | 0 | 0 | 0 | 0 | 0 | 0 | 0 | 44 | 0 | 0 | 0 | 0 | 0 | 0 | 0 | 44 | 0
5 | 15 | C02 | 0 | 0 | 0 | 0 | 0 | 0 | 0 | 0 | 0 | 44 | 0 | 0 | 0 | 0 | 0 | 0 | 0 | 44 | 0
5 | 16 | R03 | 0 | 0 | 0 | 0 | 0 | 0 | 0 | 0 | 0 | 44 | 0 | 0 | 0 | 0 | 0 | 0 | 0 | 44 | 0
5 | 17 | E04 | 0 | 0 | 0 | 0 | 0 | 0 | 0 | 0 | 0 | 44 | 0 | 0 | 0 | 0 | 0 | 0 | 0 | 44 | 0
5 | 18 | E06 | 0 | 0 | 0 | 0 | 0 | 0 | 0 | 0 | 0 | 88 | 0 | 0 | 0 | 0 | 0 | 0 | 0 | 88 | 0
5 | 19 | E04 | 0 | 0 | 0 | 0 | 0 | 0 | 0 | 0 | 0 | 44 | 0 | 0 | 0 | 0 | 0 | 0 | 0 | 44 | 0
5 | 20 | R01 | 0 | 0 | 0 | 0 | 0 | 0 | 0 | 0 | 0 | 44 | 0 | 0 | 0 | 0 | 0 | 0 | 0 | 44 | 0
5 | 21 | R03 | 0 | 0 | 0 | 0 | 0 | 0 | 0 | 0 | 0 | 88 | 0 | 0 | 0 | 0 | 0 | 0 | 0 | 88 | 0
5 | 22 | E04 | 0 | 0 | 0 | 0 | 0 | 0 | 0 | 0 | 0 | 270 | 0 |  |  |  |  | 0 | 0 | 270 | 0
5 | 23 | R01 | 0 | 0 | 0 | 0 | 0 | 0 | 0 | 0 | 0 | 44 | 0 | 0 | 0 | 0 | 0 | 0 | 0 | 44 | 0
5 | 24 | R01 | 0 | 0 | 0 | 0 | 0 | 0 | 0 | 0 | 0 | 44 | 0 | 0 | 0 | 0 | 0 | 0 | 0 | 44 | 0
5 | 25 | A01 | 0 | 0 | 0 | 0 | 0 | 0 | 0 | 0 | 0 | 44 | 0 | 0 | 0 | 0 | 0 | 0 | 0 | 44 | 0
5 | 26 | A04 | 0 | 0 | 0 | 0 | 0 | 0 | 0 | 0 | 0 | 88 | 0 | 0 | 0 | 0 | 0 | 0 | 0 | 88 | 0
5 | 27 | A04 | 0 | 0 | 0 | 0 | 0 | 0 | 0 | 0 | 0 | 44 | 0 | 0 | 0 | 0 | 0 | 0 | 0 | 44 | 0
5 | 28 | A02 | 0 | 0 | 0 | 0 | 0 | 0 | 0 | 0 | 0 | 44 | 0 | 0 | 0 | 0 | 0 | 0 | 0 | 44 | 0
5 | 29 | A02 | 0 | 0 | 0 | 0 | 0 | 0 | 0 | 0 | 0 | 44 | 0 | 0 | 0 | 0 | 0 | 0 | 0 | 44 | 0
5 | 30 | A02 | 0 | 0 | 0 | 0 | 0 | 0 | 0 | 0 | 0 | 88 | 0 | 0 | 0 | 0 | 0 | 0 | 0 | 88 | 0
5 | 31 | A02 | 0 | 0 | 0 | 0 | 0 | 0 | 0 | 0 | 0 | 44 | 0 | 0 | 0 | 0 | 0 | 0 | 0 | 44 | 0
5 | 32 | A02 | 0 | 0 | 0 | 0 | 0 | 0 | 0 | 0 | 0 | 44 | 0 | 0 | 0 | 0 | 0 | 0 | 0 | 44 | 0
5 | 33 | A01 | 0 | 0 | 0 | 0 | 0 | 0 | 0 | 0 | 0 | 44 | 0 | 0 | 0 | 0 | 0 | 0 | 0 | 44 | 0
5 | 34 | A02 | 0 | 0 | 0 | 0 | 0 | 0 | 0 | 0 | 0 | 44 | 0 | 0 | 0 | 0 | 0 | 0 | 0 | 44 | 0
5 | 35 | A04 | 0 | 0 | 0 | 0 | 0 | 0 | 0 | 0 | 0 | 270 | 0 |  |  |  |  | 0 | 0 | 270 | 0
5 | 36 | A02 | 0 | 0 | 0 | 0 | 0 | 0 | 0 | 0 | 0 | 44 | 0 | 0 | 0 | 0 | 0 | 0 | 0 | 44 | 0
5 | 37 | A01 | 0 | 0 | 0 | 0 | 0 | 0 | 0 | 0 | 0 | 44 | 0 | 0 | 0 | 0 | 0 | 0 | 0 | 44 | 0
5 | 38 | A04 | 0 | 0 | 0 | 0 | 0 | 0 | 0 | 0 | 0 | 44 | 0 | 0 | 0 | 0 | 0 | 0 | 0 | 44 | 0
5 | 39 | A03 | 0 | 0 | 0 | 0 | 0 | 0 | 0 | 0 | 0 | 44 | 0 | 0 | 0 | 0 | 0 | 0 | 0 | 44 | 0
5 | 40 | A02 | 0 | 0 | 0 | 0 | 0 | 0 | 0 | 0 | 0 | 44 | 0 | 0 | 0 | 0 | 0 | 0 | 0 | 44 | 0
5 | 41 | A01 | 0 | 0 | 0 | 0 | 0 | 0 | 0 | 0 | 0 | 44 | 0 | 0 | 0 | 0 | 0 | 0 | 0 | 44 | 0
5 | 42 | A02 | 0 | 0 | 0 | 0 | 0 | 0 | 0 | 0 | 0 | 88 | 0 | 0 | 0 | 0 | 0 | 0 | 0 | 88 | 0
5 | 43 | A04 | 0 | 0 | 0 | 0 | 0 | 0 | 0 | 0 | 0 | 44 | 0 | 0 | 0 | 0 | 0 | 0 | 0 | 44 | 0
5 | 44 | A02 | 0 | 0 | 0 | 0 | 0 | 0 | 0 | 0 | 0 | 44 | 0 | 0 | 0 | 0 | 0 | 0 | 0 | 44 | 0
5 | 45 | A01 | 0 | 0 | 0 | 0 | 0 | 0 | 0 | 0 | 0 | 88 | 0 | 0 | 0 | 0 | 0 | 0 | 0 | 88 | 0
5 | 46 | A02 | 0 | 0 | 0 | 0 | 0 | 0 | 0 | 0 | 0 | 270 | 0 |  |  |  |  | 0 | 0 | 270 | 0
5 | 47 | A04 | 0 | 0 | 0 | 0 | 0 | 0 | 0 | 0 | 0 | 44 | 0 | 0 | 0 | 0 | 0 | 0 | 0 | 44 | 0
5 | 48 | A02 | 0 | 0 | 0 | 0 | 0 | 0 | 0 | 0 | 0 | 44 | 0 | 0 | 0 | 0 | 0 | 0 | 0 | 44 | 0
5 | 49 | A02 | 0 | 0 | 0 | 0 | 0 | 0 | 0 | 0 | 0 | 44 | 0 | 0 | 0 | 0 | 0 | 0 | 0 | 44 | 0
5 | 50 | A02 | 0 | 0 | 0 | 0 | 0 | 0 | 0 | 0 | 0 | 44 | 0 | 0 | 0 | 0 | 0 | 0 | 0 | 44 | 0
5 | 51 | A02 | 0 | 0 | 0 | 0 | 0 | 0 | 0 | 0 | 0 | 88 | 0 | 0 | 0 | 0 | 0 | 0 | 0 | 88 | 0
5 | 52 | A03 | 0 | 0 | 0 | 0 | 0 | 0 | 0 | 0 | 0 | 270 | 0 |  |  |  |  | 0 | 0 | 270 | 0
5 | 53 | A01 | 0 | 0 | 0 | 0 | 0 | 0 | 0 | 0 | 0 | 44 | 0 | 0 | 0 | 0 | 0 | 0 | 0 | 44 | 0
5 | 54 | A02 | 0 | 0 | 0 | 0 | 0 | 0 | 0 | 0 | 0 | 270 | 0 |  |  |  |  | 0 | 0 | 270 | 0
5 | 55 | A02 | 0 | 0 | 0 | 0 | 0 | 0 | 0 | 0 | 0 | 44 | 0 | 0 | 0 | 0 | 0 | 0 | 0 | 44 | 0
5 | 56 | A02 | 0 | 0 | 0 | 0 | 0 | 0 | 0 | 0 | 0 | 44 | 0 | 0 | 0 | 0 | 0 | 0 | 0 | 44 | 0
5 | 57 | A01 | 0 | 0 | 0 | 0 | 0 | 0 | 0 | 0 | 0 | 44 | 0 | 0 | 0 | 0 | 0 | 0 | 0 | 44 | 0
5 | 58 | A02 | 0 | 0 | 0 | 0 | 0 | 0 | 0 | 0 | 0 | 44 | 0 | 0 | 0 | 0 | 0 | 0 | 0 | 44 | 0
5 | 59 | A04 | 0 | 0 | 0 | 0 | 0 | 0 | 0 | 0 | 0 | 88 | 0 | 0 | 0 | 0 | 0 | 0 | 0 | 88 | 0
5 | 60 | A02 | 0 | 0 | 0 | 0 | 0 | 0 | 0 | 0 | 0 | 44 | 0 | 0 | 0 | 0 | 0 | 0 | 0 | 44 | 0
5 | 62 | A01 | 0 | 0 | 0 | 0 | 0 | 0 | 0 | 0 | 0 | 44 | 0 | 0 | 0 | 0 | 0 | 0 | 0 | 44 | 0
5 | 63 | A04 | 0 | 0 | 0 | 0 | 0 | 0 | 0 | 0 | 0 | 44 | 0 | 0 | 0 | 0 | 0 | 0 | 0 | 44 | 0
5 | 64 | A03 | 0 | 0 | 0 | 0 | 0 | 0 | 0 | 0 | 0 | 44 | 0 | 0 | 0 | 0 | 0 | 0 | 0 | 44 | 0
5 | 65 | A02 | 0 | 0 | 0 | 0 | 0 | 0 | 0 | 0 | 0 | 44 | 0 | 0 | 0 | 0 | 0 | 0 | 0 | 44 | 0
5 | 66 | A02 | 0 | 0 | 0 | 0 | 0 | 0 | 0 | 0 | 0 | 270 | 0 |  |  |  |  | 0 | 0 | 270 | 0
5 | 67 | A01 | 0 | 0 | 0 | 0 | 0 | 0 | 0 | 0 | 0 | 88 | 0 | 0 | 0 | 0 | 0 | 0 | 0 | 88 | 0
5 | 68 | A02 | 0 | 0 | 0 | 0 | 0 | 0 | 0 | 0 | 0 | 44 | 0 | 0 | 0 | 0 | 0 | 0 | 0 | 44 | 0
5 | 69 | A04 | 0 | 0 | 0 | 0 | 0 | 0 | 0 | 0 | 0 | 44 | 0 | 0 | 0 | 0 | 0 | 0 | 0 | 44 | 0
5 | 70 | A03 | 0 | 0 | 0 | 0 | 0 | 0 | 0 | 0 | 0 | 44 | 0 | 0 | 0 | 0 | 0 | 0 | 0 | 44 | 0
5 | 71 | A02 | 0 | 0 | 0 | 0 | 0 | 0 | 0 | 0 | 0 | 270 | 0 |  |  |  |  | 0 | 0 | 270 | 0
5 | 72 | A03 | 0 | 0 | 0 | 0 | 0 | 0 | 0 | 0 | 0 | 44 | 0 | 0 | 0 | 0 | 0 | 0 | 0 | 44 | 0
5 | 73 | A02 | 0 | 0 | 0 | 0 | 0 | 0 | 0 | 0 | 0 | 44 | 0 | 0 | 0 | 0 | 0 | 0 | 0 | 44 | 0
5 | 74 | A01 | 0 | 0 | 0 | 0 | 0 | 0 | 0 | 0 | 0 | 88 | 0 | 0 | 0 | 0 | 0 | 0 | 0 | 88 | 0
5 | 75 | A02 | 0 | 0 | 0 | 0 | 0 | 0 | 0 | 0 | 0 | 44 | 0 | 0 | 0 | 0 | 0 | 0 | 0 | 44 | 0
5 | 76 | A02 | 0 | 0 | 0 | 0 | 0 | 0 | 0 | 0 | 0 | 44 | 0 | 0 | 0 | 0 | 0 | 0 | 0 | 44 | 0
5 | 77 | A04 | 0 | 0 | 0 | 0 | 0 | 0 | 0 | 0 | 0 | 88 | 0 | 0 | 0 | 0 | 0 | 0 | 0 | 88 | 0
5 | 78 | A01 | 0 | 0 | 0 | 0 | 0 | 0 | 0 | 0 | 0 | 44 | 0 | 0 | 0 | 0 | 0 | 0 | 0 | 44 | 0
5 | 79 | A02 | 0 | 0 | 0 | 0 | 0 | 0 | 0 | 0 | 0 | 44 | 0 | 0 | 0 | 0 | 0 | 0 | 0 | 44 | 0
5 | 80 | A02 | 0 | 0 | 0 | 0 | 0 | 0 | 0 | 0 | 0 | 88 | 0 | 0 | 0 | 0 | 0 | 0 | 0 | 88 | 0
5 | 81 | A02 | 0 | 0 | 0 | 0 | 0 | 0 | 0 | 0 | 0 | 44 | 0 | 0 | 0 | 0 | 0 | 0 | 0 | 44 | 0
5 | 82 | A02 | 0 | 0 | 0 | 0 | 0 | 0 | 0 | 0 | 0 | 44 | 0 | 0 | 0 | 0 | 0 | 0 | 0 | 44 | 0
5 | 83 | A03 | 0 | 0 | 0 | 0 | 0 | 0 | 0 | 0 | 0 | 44 | 0 | 0 | 0 | 0 | 0 | 0 | 0 | 44 | 0
5 | 84 | A04 | 0 | 0 | 0 | 0 | 0 | 0 | 0 | 0 | 0 | 44 | 0 | 0 | 0 | 0 | 0 | 0 | 0 | 44 | 0
5 | 85 | A01 | 0 | 0 | 0 | 0 | 0 | 0 | 0 | 0 | 0 | 44 | 0 | 0 | 0 | 0 | 0 | 0 | 0 | 44 | 0
5 | 86 | A02 | 0 | 0 | 0 | 0 | 0 | 0 | 0 | 0 | 0 | 88 | 0 | 0 | 0 | 0 | 0 | 0 | 0 | 88 | 0
5 | 87 | A02 | 0 | 0 | 0 | 0 | 0 | 0 | 0 | 0 | 0 | 44 | 0 | 0 | 0 | 0 | 0 | 0 | 0 | 44 | 0
5 | 88 | A03 | 0 | 0 | 0 | 0 | 0 | 0 | 0 | 0 | 0 | 44 | 0 | 0 | 0 | 0 | 0 | 0 | 0 | 44 | 0
5 | 89 | A02 | 0 | 0 | 0 | 0 | 0 | 0 | 0 | 0 | 0 | 44 | 0 | 0 | 0 | 0 | 0 | 0 | 0 | 44 | 0
5 | 90 | A02 | 0 | 0 | 0 | 0 | 0 | 0 | 0 | 0 | 0 | 44 | 0 | 0 | 0 | 0 | 0 | 0 | 0 | 44 | 0
5 | 91 | A04 | [18 empty] | 0
5 | 92 | A01 | 0 | 0 | 0 | 0 | 0 | 0 | 0 | 0 | 0 | 44 | 0 | 0 | 0 | 0 | 0 | 0 | 0 | 44 | 0
5 | 93 | A02 | 0 | 0 | 0 | 0 | 0 | 0 | 0 | 0 | 0 | 88 | 0 | 0 | 0 | 0 | 0 | 0 | 0 | 88 | 0
5 | 94 | A04 | 0 | 0 | 0 | 0 | 0 | 0 | 0 | 0 | 0 | 22 | 0 | 0 | 0 | 0 | 0 | 0 | 0 | 22 | 0
5 | 95 | A02 | 0 | 0 | 0 | 0 | 0 | 0 | 0 | 0 | 0 | 22 | 0 | 0 | 0 | 0 | 0 | 0 | 0 | 22 | 0
5 | 96 | A01 | 0 | 0 | 0 | 0 | 0 | 0 | 0 | 0 | 0 | 22 | 0 | 0 | 0 | 0 | 0 | 0 | 0 | 22 | 0
5 | 97 | A04 | 0 | 0 | 0 | 0 | 0 | 0 | 0 | 0 | 0 | 22 | 0 | 0 | 0 | 0 | 0 | 0 | 0 | 22 | 0
5 | 98 | A02 | 0 | 0 | 0 | 0 | 0 | 0 | 0 | 0 | 0 | 22 | 0 | 0 | 0 | 0 | 0 | 0 | 0 | 22 | 0
5 | 99 | A02 | 0 | 0 | 0 | 0 | 0 | 0 | 0 | 0 | 0 | 22 | 0 | 0 | 0 | 0 | 0 | 0 | 0 | 22 | 0
5 | 100 | A02 | 0 | 0 | 0 | 0 | 0 | 0 | 0 | 0 | 0 | 22 | 0 | 0 | 0 | 0 | 0 | 0 | 0 | 22 | 0
5 | 101 | A02 | 0 | 0 | 0 | 0 | 0 | 0 | 0 | 0 | 0 | 22 | 0 | 0 | 0 | 0 | 0 | 0 | 0 | 22 | 0
5 | 102 | A01 | 0 | 0 | 0 | 0 | 0 | 0 | 0 | 0 | 0 | 22 | 0 | 0 | 0 | 0 | 0 | 0 | 0 | 22 | 0
5 | 103 | A04 | 0 | 0 | 0 | 0 | 0 | 0 | 0 | 0 | 0 | 22 | 0 | 0 | 0 | 0 | 0 | 0 | 0 | 22 | 0
5 | 104 | A02 | 0 | 0 | 0 | 0 | 0 | 0 | 0 | 0 | 0 | 22 | 0 | 0 | 0 | 0 | 0 | 0 | 0 | 22 | 0
5 | 105 | A02 | 0 | 0 | 0 | 0 | 0 | 0 | 0 | 0 | 0 | 22 | 0 | 0 | 0 | 0 | 0 | 0 | 0 | 22 | 0
5 | 106 | A02 | 0 | 0 | 0 | 0 | 0 | 0 | 0 | 0 | 0 | 22 | 0 | 0 | 0 | 0 | 0 | 0 | 0 | 22 | 0
5 | 107 | A02 | 0 | 0 | 0 | 0 | 0 | 0 | 0 | 0 | 0 | 22 | 0 | 0 | 0 | 0 | 0 | 0 | 0 | 22 | 0
5 | 108 | A06 | 0 | 0 | 0 | 0 | 0 | 0 | 0 | 0 | 0 | 22 | 0 | 0 | 0 | 0 | 0 | 0 | 0 | 22 | 0
5 | 109 | A02 | 0 | 0 | 0 | 0 | 0 | 0 | 0 | 0 | 0 | 22 | 0 | 0 | 0 | 0 | 0 | 0 | 0 | 22 | 0
5 | 110 | R01 | 0 | 0 | 0 | 0 | 0 | 0 | 0 | 0 | 0 | 22 | 0 | 0 | 0 | 0 | 0 | 0 | 0 | 22 | 0
5 | 111 | A05 | 0 | 0 | 0 | 0 | 0 | 0 | 0 | 0 | 0 | 22 | 0 | 0 | 0 | 0 | 0 | 0 | 0 | 22 | 0
5 | 112 | A05 | 0 | 0 | 0 | 0 | 0 | 0 | 0 | 0 | 0 | 22 | 0 | 0 | 0 | 0 | 0 | 0 | 0 | 22 | 0
5 | 113 | A05 | 0 | 0 | 0 | 0 | 0 | 0 | 0 | 0 | 0 | 22 | 0 | 0 | 0 | 0 | 0 | 0 | 0 | 22 | 0
5 | 114 | A05 | 0 | 0 | 0 | 0 | 0 | 0 | 0 | 0 | 0 | 22 | 0 | 0 | 0 | 0 | 0 | 0 | 0 | 22 | 0
5 | 115 | A05 | [18 empty] | 0
5 | 116 | A05 | 0 | 0 | 0 | 0 | 0 | 0 | 0 | 0 | 0 | 88 | 0 | 0 | 0 | 0 | 0 | 0 | 0 | 88 | 0
5 | 117 | A05 | 0 | 0 | 0 | 0 | 0 | 0 | 0 | 0 | 0 | 88 | 0 | 0 | 0 | 0 | 0 | 0 | 0 | 88 | 0
5 | 118 | A05 | [18 empty] | 0
5 | 119 | A05 | [18 empty] | 0
5 | 120 | A05 | [18 empty] | 0
5 | 121 | A05 | [18 empty] | 0
5 | 122 | A05 | [18 empty] | 0
5 | 123 | A05 | [18 empty] | 0
5 | 124 | A05 | [18 empty] | 0
5 | 125 | A05 | [18 empty] | 0
5 | 126 | A05 | [18 empty] | 0
5 | 127 | A05 | [18 empty] | 0
5 | 128 | A05 | [18 empty] | 0
5 | 129 | A05 | [18 empty] | 0
5 | 130 | A05 | [18 empty] | 0
5 | 131 | A05 | [18 empty] | 0
5 | 132 | R02 | [18 empty] | 0
5 | 133 | R01 | [18 empty] | 0
5 | 134 | R01 | [18 empty] | 0
5 | 135 | E06 | [18 empty] | 0
05LL | 1 | R10 | [18 empty] | 0
05LL | 2 | R10 | [18 empty] | 0
05LL | 3 | R10 | [18 empty] | 0
05LL | 4 | R10 | [18 empty] | 0
05LL | 5 | R10 | [18 empty] | 0
05LL | 6 | R10 | [18 empty] | 0
05LL | 7 | R10 | [18 empty] | 0
05LL | 8 | R10 | [18 empty] | 0
05LL | 9 | R10 | [18 empty] | 0
05LL | 10 | R10 | [18 empty] | 0
05LL | 11 | R10 | [18 empty] | 0
05LL | 12 | R10 | [18 empty] | 0
05LL | 13 | R10 | [18 empty] | 0
05LL | 14 | R10 | [18 empty] | 0
05LL | 15 | R10 | 0 | 0 | 0 | 0 | 0 | 0 | 0 | 0 | 0 | 44 | 0 | 0 | 0 | 0 | 0 | 0 | 0 | 44 | 0
05LL | 16 | R10 | 0 | 0 | 0 | 0 | 0 | 0 | 0 | 0 | 0 | 44 | 0 | 0 | 0 | 0 | 0 | 0 | 0 | 44 | 0
05LL | 17 | R10 | 0 | 0 | 0 | 0 | 0 | 0 | 0 | 0 | 0 | 44 | 0 | 0 | 0 | 0 | 0 | 0 | 0 | 44 | 0
05LL | 18 | R10 | [18 empty] | 0
05LL | 19 | R10 | 0 | 0 | 0 | 0 | 0 | 0 | 0 | 0 | 0 | 135 | 0 |  |  |  |  | 0 | 0 | 135 | 0
05LL | 20 | R10 | 0 | 0 | 0 | 0 | 0 | 0 | 0 | 0 | 0 | 135 | 0 |  |  |  |  | 0 | 0 | 135 | 0
05LL | 21 | R10 | [18 empty] | 0
05LL | 22 | R10 | 0 | 0 | 0 | 0 | 0 | 0 | 0 | 0 | 0 | 135 | 0 |  |  |  |  | 0 | 0 | 135 | 0
05LL | 23 | R10 | 0 | 0 | 0 | 0 | 0 | 0 | 0 | 0 | 0 | 44 | 0 | 0 | 0 | 0 | 0 | 0 | 0 | 44 | 0
05LL | 24 | R10 | 0 | 0 | 0 | 0 | 0 | 0 | 0 | 0 | 0 | 88 | 0 | 0 | 0 | 0 | 0 | 0 | 0 | 88 | 0
05LL | 25 | R10 | [18 empty] | 0
05LL | 26 | R10 | [18 empty] | 0
05LL | 27 | R10 | [18 empty] | 0
05LL | 28 | R10 | [18 empty] | 0
05LL | 29 | R10 | [18 empty] | 0
6 | 1 | E06 | 0 | 0 | 0 | 0 | 0 | 0 | 0 | 0 | 0 | 44 | 0 | 0 | 0 | 0 | 0 | 0 | 0 | 44 | 0
6 | 2 | E06 | 0 | 0 | 0 | 0 | 0 | 0 | 0 | 0 | 0 | 44 | 0 | 0 | 0 | 0 | 0 | 0 | 0 | 44 | 0
6 | 3 | E06 | 0 | 0 | 0 | 0 | 0 | 0 | 0 | 0 | 0 | 44 | 0 | 0 | 0 | 0 | 0 | 0 | 0 | 44 | 0
6 | 6 | C02 | 0 | 0 | 0 | 0 | 0 | 0 | 0 | 0 | 0 | 44 | 0 | 0 | 0 | 0 | 0 | 0 | 0 | 44 | 0
6 | 7 | C02 | 0 | 0 | 0 | 0 | 0 | 0 | 0 | 0 | 0 | 22 | 0 | 0 | 0 | 0 | 0 | 0 | 0 | 22 | 0
6 | 8 | C02 | 0 | 0 | 0 | 0 | 0 | 0 | 0 | 0 | 0 | 44 | 0 | 0 | 0 | 0 | 0 | 0 | 0 | 44 | 0
6 | 9 | R02 | 0 | 0 | 0 | 0 | 0 | 0 | 0 | 0 | 0 | 22 | 0 | 0 | 0 | 0 | 0 | 0 | 0 | 22 | 0
6 | 10 | R08 | 0 | 0 | 0 | 0 | 0 | 0 | 0 | 0 | 0 | 44 | 0 | 0 | 0 | 0 | 0 | 0 | 0 | 44 | 0
6 | 11 | R08 | 0 | 0 | 0 | 0 | 0 | 0 | 0 | 0 | 0 | 44 | 0 | 0 | 0 | 0 | 0 | 0 | 0 | 44 | 0
6 | 12 | L01 | 0 | 0 | 0 | 0 | 0 | 0 | 0 | 0 | 0 | 88 | 0 | 0 | 0 | 0 | 0 | 0 | 0 | 88 | 0
6 | 13 | R01 | 0 | 0 | 0 | 0 | 0 | 0 | 0 | 0 | 0 | 22 | 0 | 0 | 0 | 0 | 0 | 0 | 0 | 22 | 0
6 | 14 | C06 | 0 | 0 | 0 | 0 | 0 | 0 | 0 | 0 | 0 | 176 | 0 | 0 | 0 | 0 | 0 | 0 | 0 | 176 | 0
6 | 15 | R01 | [18 empty] | 0
6 | 17 | E08 | 0 | 0 | 0 | 0 | 0 | 0 | 0 | 0 | 0 | 44 | 0 | 0 | 0 | 0 | 0 | 0 | 0 | 44 | 0
6 | 18 | C04 | [18 empty] | 0
6 | 19 | E06 | 0 | 0 | 0 | 0 | 0 | 0 | 0 | 0 | 0 | 44 | 0 | 0 | 0 | 0 | 0 | 0 | 0 | 44 | 0
6 | 20 | E06 | 0 | 0 | 0 | 0 | 0 | 0 | 0 | 0 | 0 | 44 | 0 | 0 | 0 | 0 | 0 | 0 | 0 | 44 | 0
6 | 21 | E06 | [18 empty] | 0
B1 | 1 | C08 | [18 empty] | 0
B1 | 2 | C08 | [18 empty] | 0
B1 | 3 | C08 | [18 empty] | 0
B1 | 4 | C08 | [18 empty] | 0
B2 | 1 | C07 | [18 empty] | 0
B2 | 2 | C08 | 0 | 0 | 0 | 0 | 0 | 0 | 0 | 0 | 0 | 22 | 0 | 0 | 0 | 0 | 0 | 0 | 0 | 22 | 0
B2 | 3 | C07 | 0 | 0 | 0 | 0 | 0 | 0 | 0 | 0 | 0 | 44 | 0 | 0 | 0 | 0 | 0 | 0 | 0 | 44 | 0
B2 | 4 | C08 | 0 | 0 | 0 | 0 | 0 | 0 | 0 | 0 | 0 | 22 | 0 | 0 | 0 | 0 | 0 | 0 | 0 | 22 | 0
B2 | 5 | C08 | 0 | 0 | 0 | 0 | 0 | 0 | 0 | 0 | 0 | 22 | 0 | 0 | 0 | 0 | 0 | 0 | 0 | 22 | 0
B2 | 6 | C08 | 0 | 0 | 0 | 0 | 0 | 0 | 0 | 0 | 0 | 22 | 0 | 0 | 0 | 0 | 0 | 0 | 0 | 22 | 0
B2 | 7 | C07 | 0 | 0 | 0 | 0 | 0 | 0 | 0 | 0 | 0 | 22 | 0 | 0 | 0 | 0 | 0 | 0 | 0 | 22 | 0
B2 | 8 | C06 | 0 | 0 | 0 | 0 | 0 | 0 | 0 | 0 | 0 | 22 | 0 | 0 | 0 | 0 | 0 | 0 | 0 | 22 | 0
B2 | 9 | C07 | 0 | 0 | 0 | 0 | 0 | 0 | 0 | 0 | 0 | 22 | 0 | 0 | 0 | 0 | 0 | 0 | 0 | 22 | 0
B2 | 12 | C08 | 0 | 0 | 0 | 0 | 0 | 0 | 0 | 0 | 0 | 22 | 0 | 0 | 0 | 0 | 0 | 0 | 0 | 22 | 0
B2 | 13 | C08 | 0 | 0 | 0 | 0 | 0 | 0 | 0 | 0 | 0 | 44 | 0 | 0 | 0 | 0 | 0 | 0 | 0 | 44 | 0
B2 | 14 | C08 | 0 | 0 | 0 | 0 | 0 | 0 | 0 | 0 | 0 | 44 | 0 | 0 | 0 | 0 | 0 | 0 | 0 | 44 | 0
B2 | 15 | C08 | 0 | 0 | 0 | 0 | 0 | 0 | 0 | 0 | 0 | 44 | 0 | 0 | 0 | 0 | 0 | 0 | 0 | 44 | 0
B2 | 16 | WC02 | 0 | 0 | 0 | 0 | 0 | 0 | 0 | 0 | 0 | 44 | 0 | 0 | 0 | 0 | 0 | 0 | 0 | 44 | 0
B2 | 17 | WC02 | 0 | 0 | 0 | 0 | 0 | 0 | 0 | 0 | 0 | 44 | 0 | 0 | 0 | 0 | 0 | 0 | 0 | 44 | 0
B2 | 18 | WC02 | 0 | 0 | 0 | 0 | 0 | 0 | 0 | 0 | 0 | 44 | 0 | 0 | 0 | 0 | 0 | 0 | 0 | 44 | 0
B2 | 19 | WC02 | 0 | 0 | 0 | 0 | 0 | 0 | 0 | 0 | 0 | 44 | 0 | 0 | 0 | 0 | 0 | 0 | 0 | 44 | 0
B2 | 20 | WC02 | 0 | 0 | 0 | 0 | 0 | 0 | 0 | 0 | 0 | 44 | 0 | 0 | 0 | 0 | 0 | 0 | 0 | 44 | 0
B2 | 21 | WC02 | 0 | 0 | 0 | 0 | 0 | 0 | 0 | 0 | 0 | 44 | 0 | 0 | 0 | 0 | 0 | 0 | 0 | 44 | 0
B2 | 22 | C07 | 0 | 0 | 0 | 0 | 0 | 0 | 0 | 0 | 0 | 44 | 0 | 0 | 0 | 0 | 0 | 0 | 0 | 44 | 0
B2 | 30 | C08 | 0 | 0 | 0 | 0 | 0 | 0 | 0 | 0 | 0 | 44 | 0 | 0 | 0 | 0 | 0 | 0 | 0 | 44 | 0
B2 | 31 | C07 | 0 | 0 | 0 | 0 | 0 | 0 | 0 | 0 | 0 | 44 | 0 | 0 | 0 | 0 | 0 | 0 | 0 | 44 | 0
B2 | 32 | C07 | 0 | 0 | 0 | 0 | 0 | 0 | 0 | 0 | 0 | 44 | 0 | 0 | 0 | 0 | 0 | 0 | 0 | 44 | 0
B2 | 33 | C07 | 0 | 0 | 0 | 0 | 0 | 0 | 0 | 0 | 0 | 44 | 0 | 0 | 0 | 0 | 0 | 0 | 0 | 44 | 0
B2 | 34 | C07 | 0 | 0 | 0 | 0 | 0 | 0 | 0 | 0 | 0 | 44 | 0 | 0 | 0 | 0 | 0 | 0 | 0 | 44 | 0
B2 | 35 | C07 | 0 | 0 | 0 | 0 | 0 | 0 | 0 | 0 | 0 | 44 | 0 | 0 | 0 | 0 | 0 | 0 | 0 | 44 | 0
B2 | 36 | C07 | 0 | 0 | 0 | 0 | 0 | 0 | 0 | 0 | 0 | 44 | 0 | 0 | 0 | 0 | 0 | 0 | 0 | 44 | 0
B2 | 37 | C07 | 0 | 0 | 0 | 0 | 0 | 0 | 0 | 0 | 0 | 44 | 0 | 0 | 0 | 0 | 0 | 0 | 0 | 44 | 0
B2 | 38 | C08 | 0 | 0 | 0 | 0 | 0 | 0 | 0 | 0 | 0 | 44 | 0 | 0 | 0 | 0 | 0 | 0 | 0 | 44 | 0
B2 | 39 | C08 | 0 | 0 | 0 | 0 | 0 | 0 | 0 | 0 | 0 | 44 | 0 | 0 | 0 | 0 | 0 | 0 | 0 | 44 | 0

## Iron Lab
BHCL - 72 Broadwick St
IRONMONGERY LABOUR
Set | Hinge | Closer | hold open | Levers | Pull handle (bespoke) | Pull handle (bolt thru) | Push plate | Cylinder pull | Escutcheon | Soss hinges | Door viewer | Kickplates | Concealed closer | Lockcase | Budget lock | Thumb turn | Sheer lock/keypad etc | Single cylinder | Intumescent pads | Flush bolts | Flush pulls etc | Digital lock | Door stop (p&S) | Latch | Panic bolt (single) | Panic bolt (double) | Dbl door touch bar | Sliding gear | Floor spring | Door holder | Hat & coat hook (p&s) | Chain | Sign | Perko | Indicator | Panic Bar | Ditto with lever/cylinder | Trolley plate |  | Inflation | Rate | QTY | TOTAL
No | 3.5 | 11.68 | 15.94 | 5.93 | 50 | 5.94 | 2.97 | 2.97 | 1.48 | 16.67 | 15.54 | 2.97 | 35.09 | 15.54 | 8.33 | 5.94 | 48 | 2.97 | 2.97 | 15.54 | 16.58 | 66 | 2.97 | 15.54 | 12.27 | 20.43 | 0 | 135 | 50.03 | 2.43 | 2.97 | 3.64 | 2.97 | 8.33 | 5.94 | 20.43 | 25 | 5.94
| 790 | 38 | 1 | 74 | 23 | 22 | 22 | 80 | 82 | 0 | 0 | 68 | 25 | 156 | 0 | 23 | 2 | 192 |  | 138 | 0 | 0 | 107 | 53 | 0 | 0 | 0 | 0 | 36 | 0 | 27 | 0 | 267 | 0 | 26 | 0 | 0 | 54 | 16110.28 | 1772.13 | 17882.41 | 1 | 17882.41
Armerture | [13 empty] | 1 | [24 empty] | 15.54 | 1.71 | 17.25 | 1 | 17.25
[39 empty] | 0 | 0 | 0 | 0 | 0
[39 empty] | 0 | 0 | 0 | 0 | 0
[39 empty] | 0 | 0 | 0 | 0 | 0
[39 empty] | 0 | 0 | 0 | 0 | 0
[39 empty] | 0 | 0 | 0 | 0 | 0
[39 empty] | 0 | 0 | 0 | 0 | 0
[39 empty] | 0 | 0 | 0 | 0 | 0
[39 empty] | 0 | 0 | 0 | 0 | 0
[39 empty] | 0 | 0 | 0 | 0 | 0
[39 empty] | 0 | 0 | 0 | 0 | 0
[39 empty] | 0 | 0 | 0 | 0 | 0
[39 empty] | 0 | 0 | 0 | 0 | 0
[39 empty] | 0 | 0 | 0 | 0 | 0
[39 empty] | 0 | 0 | 0 | 0 | 0
0
[42 empty] | Total | 17899.66

## Door Materials
BHCL - 72 Broadwick St
DOOR MATERIALS
Door | Door | Door | Frame | Frame
Level | Nr | Type | Width | Height | S/W | H/W | FD30 | FD60 | dB | Fxngs | Sub-frame | JMS | Door | Mastic | SUPPLY
0 | 1 | 0 | 0 | 0 | 0 | 0 | 0 | 0 | 0 | 0 | 0 |  | 0 | 0 | 0 | #REF! | 0
0 | 4 | 0 | 0 | 0 | 0 | 0 | 0 | 0 | 0 | 0 | 0 |  | 0 | 0 | 0 | #REF! | 0
0 | 5 | 0 | 0 | 0 | 0 | 0 | 0 | 0 | 0 | 0 | 0 |  | 0 | 0 | 0 | #REF! | 0
0 | 7 | 0 | 0 | 0 | 0 | 0 | 0 | 0 | 0 | 0 | 0 |  | 0 | 0 | 0 | #REF! | 0
0 | 8 | R08 | 0 | 0 | 0 | 0 | 0 | 0 | 0 | 0 | 0 |  | 0 | 0 | 0 | #REF! | 0
0 | 9 | C11 | 0 | 0 | 0 | 0 | 0 | 0 | 0 | 0 | 0 |  | 0 | 0 | 0 | #REF! | 0
0 | 10 | E06 | 0 | 0 | 0 | 0 | 0 | 0 | 0 | 0 | 0 |  | 0 | 0 | 0 | #REF! | 0
0 | 13 | 0 | 0 | 0 | 0 | 0 | 0 | 0 | 0 | 0 | 0 |  | 0 | 0 | 0 | #REF! | 0
0 | 14 | 0 | 0 | 0 | 0 | 0 | 0 | 0 | 0 | 0 | 0 |  | 0 | 0 | 0 | #REF! | 0
0 | 15 | C07 | 0 | 0 | 0 | 0 | 0 | 0 | 0 | 0 | 0 |  | 0 | 0 | 0 | #REF! | 0
0 | 16 | C08 | 0 | 0 | 0 | 0 | 0 | 0 | 0 | 0 | 0 |  | 0 | 0 | 0 | #REF! | 0
0 | 17 | E07 | 0 | 0 | 0 | 0 | 0 | 0 | 0 | 0 | 0 |  | 0 | 0 | 0 | #REF! | 0
0 | 18 | E07 | 0 | 0 | 0 | 0 | 0 | 0 | 0 | 0 | 0 |  | 0 | 0 | 0 | #REF! | 0
0 | 19 | E07 | 0 | 0 | 0 | 0 | 0 | 0 | 0 | 0 | 0 |  | 0 | 0 | 0 | #REF! | 0
0 | 20 | E07 | 0 | 0 | 0 | 0 | 0 | 0 | 0 | 0 | 0 |  | 0 | 0 | 0 | #REF! | 0
0 | 22 | E07 | 0 | 0 | 0 | 0 | 0 | 0 | 0 | 0 | 0 |  | 0 | 0 | 0 | #REF! | 0
0 | 23 | E07 | 0 | 0 | 0 | 0 | 0 | 0 | 0 | 0 | 0 |  | 0 | 0 | 0 | #REF! | 0
0 | 24 | E07 | 0 | 0 | 0 | 0 | 0 | 0 | 0 | 0 | 0 |  | 0 | 0 | 0 | #REF! | 0
0 | 25 | E07 | 0 | 0 | 0 | 0 | 0 | 0 | 0 | 0 | 0 |  | 0 | 0 | 0 | #REF! | 0
0 | 26 | UKPN1 | 0 | 0 | 0 | 0 | 0 | 0 | 0 | 0 | 0 |  | 0 | 0 | 0 | #REF! | 0
0 | 29 | L01 | 0 | 0 | 0 | 0 | 0 | 0 | 0 | 0 | 0 |  | 0 | 0 | 0 | #REF! | 0
0 | 30 | L01 | 0 | 0 | 0 | 0 | 0 | 0 | 0 | 0 | 0 |  | 0 | 0 | 0 | #REF! | 0
0 | 31 | L01 | 0 | 0 | 0 | 0 | 0 | 0 | 0 | 0 | 0 |  | 0 | 0 | 0 | #REF! | 0
0 | 32 | L01 | 0 | 0 | 0 | 0 | 0 | 0 | 0 | 0 | 0 |  | 0 | 0 | 0 | #REF! | 0
0 | 36 | R08 | 0 | 0 | 0 | 0 | 0 | 0 | 0 | 0 | 0 |  | 0 | 0 | 0 | #REF! | 0
0 | 38 | R02 | 0 | 0 | 0 | 0 | 0 | 0 | 0 | 0 | 0 |  | 0 | 0 | 0 | #REF! | 0
0 | 39 | L01 | 0 | 0 | 0 | 0 | 0 | 0 | 0 | 0 | 0 |  | 0 | 0 | 0 | #REF! | 0
0 | 40 | UKPN1 | 0 | 0 | 0 | 0 | 0 | 0 | 0 | 0 | 0 |  | 0 | 0 | 0 | #REF! | 0
0 | 41 | R02 | 0 | 0 | 0 | 0 | 0 | 0 | 0 | 0 | 0 |  | 0 | 0 | 0 | #REF! | 0
0 | 42 | C07 | 0 | 0 | 0 | 0 | 0 | 0 | 0 | 0 | 0 |  | 0 | 0 | 0 | #REF! | 0
0 | 43 | E06 | 0 | 0 | 0 | 0 | 0 | 0 | 0 | 0 | 0 |  | 0 | 0 | 0 | #REF! | 0
0 | 44 | E06 | 0 | 0 | 0 | 0 | 0 | 0 | 0 | 0 | 0 |  | 0 | 0 | 0 | #REF! | 0
0 | 45 | TBC | 0 | 0 | 0 | 0 | 0 | 0 | 0 | 0 | 0 |  | 0 | 0 | 0 | #REF! | 0
0 | 46 | TBC | 0 | 0 | 0 | 0 | 0 | 0 | 0 | 0 | 0 |  | 0 | 0 | 0 | #REF! | 0
1 | 1 | R07 | 0 | 0 | 0 | 0 | 0 | 0 | 0 | 0 | 0 |  | 0 | 0 | 0 | #REF! | 0
1 | 2 | E06 | 0 | 0 | 0 | 0 | 0 | 0 | 0 | 0 | 0 |  | 0 | 0 | 0 | #REF! | 0
1 | 5 | C07 | 0 | 0 | 0 | 0 | 0 | 0 | 0 | 0 | 0 |  | 0 | 0 | 0 | #REF! | 0
1 | 6 | C07 | 0 | 0 | 0 | 0 | 0 | 0 | 0 | 0 | 0 |  | 0 | 0 | 0 | #REF! | 0
1 | 7 | C07 | 0 | 0 | 0 | 0 | 0 | 0 | 0 | 0 | 0 |  | 0 | 0 | 0 | #REF! | 0
1 | 9 | L01 | 0 | 0 | 0 | 0 | 0 | 0 | 0 | 0 | 0 |  | 0 | 0 | 0 | #REF! | 0
1 | 10 | L01 | 0 | 0 | 0 | 0 | 0 | 0 | 0 | 0 | 0 |  | 0 | 0 | 0 | #REF! | 0
1 | 11 | R02 | 0 | 0 | 0 | 0 | 0 | 0 | 0 | 0 | 0 |  | 0 | 0 | 0 | #REF! | 0
1 | 12 | C07 | 0 | 0 | 0 | 0 | 0 | 0 | 0 | 0 | 0 |  | 0 | 0 | 0 | #REF! | 0
1 | 13 | C08 | 0 | 0 | 0 | 0 | 0 | 0 | 0 | 0 | 0 |  | 0 | 0 | 0 | #REF! | 0
1 | 14 | C08 | 0 | 0 | 0 | 0 | 0 | 0 | 0 | 0 | 0 |  | 0 | 0 | 0 | #REF! | 0
1 | 16 | E06 | 0 | 0 | 0 | 0 | 0 | 0 | 0 | 0 | 0 |  | 0 | 0 | 0 | #REF! | 0
1 | 18 | C08 | 0 | 0 | 0 | 0 | 0 | 0 | 0 | 0 | 0 |  | 0 | 0 | 0 | #REF! | 0
1 | 19 | C08 | 0 | 0 | 0 | 0 | 0 | 0 | 0 | 0 | 0 |  | 0 | 0 | 0 | #REF! | 0
1 | 20 | C07 | 0 | 0 | 0 | 0 | 0 | 0 | 0 | 0 | 0 |  | 0 | 0 | 0 | #REF! | 0
1 | 21 | C08 | 0 | 0 | 0 | 0 | 0 | 0 | 0 | 0 | 0 |  | 0 | 0 | 0 | #REF! | 0
1 | 22 | C07 | 0 | 0 | 0 | 0 | 0 | 0 | 0 | 0 | 0 |  | 0 | 0 | 0 | #REF! | 0
1 | 23 | C08 | 0 | 0 | 0 | 0 | 0 | 0 | 0 | 0 | 0 |  | 0 | 0 | 0 | #REF! | 0
1 | 24 | C07 | 0 | 0 | 0 | 0 | 0 | 0 | 0 | 0 | 0 |  | 0 | 0 | 0 | #REF! | 0
1 | 25 | C07 | 0 | 0 | 0 | 0 | 0 | 0 | 0 | 0 | 0 |  | 0 | 0 | 0 | #REF! | 0
1 | 26 | C03 | 0 | 0 | 0 | 0 | 0 | 0 | 0 | 0 | 0 |  | 0 | 0 | 0 | #REF! | 0
1 | 27 | C03 | 0 | 0 | 0 | 0 | 0 | 0 | 0 | 0 | 0 |  | 0 | 0 | 0 | #REF! | 0
1 | 28 | R07 | 0 | 0 | 0 | 0 | 0 | 0 | 0 | 0 | 0 |  | 0 | 0 | 0 | #REF! | 0
1 | 29 | E06 | 0 | 0 | 0 | 0 | 0 | 0 | 0 | 0 | 0 |  | 0 | 0 | 0 | #REF! | 0
1 | 30 | E06 | 0 | 0 | 0 | 0 | 0 | 0 | 0 | 0 | 0 |  | 0 | 0 | 0 | #REF! | 0
2 | 1 | R07 | 0 | 0 | 0 | 0 | 0 | 0 | 0 | 0 | 0 |  | 0 | 0 | 0 | #REF! | 0
2 | 2 | C03 | 0 | 0 | 0 | 0 | 0 | 0 | 0 | 0 | 0 |  | 0 | 0 | 0 | #REF! | 0
2 | 3 | C07 | 0 | 0 | 0 | 0 | 0 | 0 | 0 | 0 | 0 |  | 0 | 0 | 0 | #REF! | 0
2 | 8 | E06 | 0 | 0 | 0 | 0 | 0 | 0 | 0 | 0 | 0 |  | 0 | 0 | 0 | #REF! | 0
2 | 9 | C07 | 0 | 0 | 0 | 0 | 0 | 0 | 0 | 0 | 0 |  | 0 | 0 | 0 | #REF! | 0
2 | 11 | C08 | 0 | 0 | 0 | 0 | 0 | 0 | 0 | 0 | 0 |  | 0 | 0 | 0 | #REF! | 0
2 | 12 | C03 | 0 | 0 | 0 | 0 | 0 | 0 | 0 | 0 | 0 |  | 0 | 0 | 0 | #REF! | 0
2 | 13 | C08 | 0 | 0 | 0 | 0 | 0 | 0 | 0 | 0 | 0 |  | 0 | 0 | 0 | #REF! | 0
2 | 15 | L01 | 0 | 0 | 0 | 0 | 0 | 0 | 0 | 0 | 0 |  | 0 | 0 | 0 | #REF! | 0
2 | 16 | L01 | 0 | 0 | 0 | 0 | 0 | 0 | 0 | 0 | 0 |  | 0 | 0 | 0 | #REF! | 0
2 | 19 | R02 | 0 | 0 | 0 | 0 | 0 | 0 | 0 | 0 | 0 |  | 0 | 0 | 0 | #REF! | 0
2 | 20 | C07 | 0 | 0 | 0 | 0 | 0 | 0 | 0 | 0 | 0 |  | 0 | 0 | 0 | #REF! | 0
2 | 21 | C08 | 0 | 0 | 0 | 0 | 0 | 0 | 0 | 0 | 0 |  | 0 | 0 | 0 | #REF! | 0
2 | 22 | C08 | 0 | 0 | 0 | 0 | 0 | 0 | 0 | 0 | 0 |  | 0 | 0 | 0 | #REF! | 0
2 | 23 | C08 | 0 | 0 | 0 | 0 | 0 | 0 | 0 | 0 | 0 |  | 0 | 0 | 0 | #REF! | 0
2 | 24 | C08 | 0 | 0 | 0 | 0 | 0 | 0 | 0 | 0 | 0 |  | 0 | 0 | 0 | #REF! | 0
2 | 35 | C07 | 0 | 0 | 0 | 0 | 0 | 0 | 0 | 0 | 0 |  | 0 | 0 | 0 | #REF! | 0
2 | 68 | C07 | 0 | 0 | 0 | 0 | 0 | 0 | 0 | 0 | 0 |  | 0 | 0 | 0 | #REF! | 0
2 | 69 | C07 | 0 | 0 | 0 | 0 | 0 | 0 | 0 | 0 | 0 |  | 0 | 0 | 0 | #REF! | 0
2 | 70 | E06 | 0 | 0 | 0 | 0 | 0 | 0 | 0 | 0 | 0 |  | 0 | 0 | 0 | #REF! | 0
3 | 1 | R07 | 0 | 0 | 0 | 0 | 0 | 0 | 0 | 0 | 0 |  | 0 | 0 | 0 | #REF! | 0
3 | 2 | C03 | 0 | 0 | 0 | 0 | 0 | 0 | 0 | 0 | 0 |  | 0 | 0 | 0 | #REF! | 0
3 | 3 | C07 | 0 | 0 | 0 | 0 | 0 | 0 | 0 | 0 | 0 |  | 0 | 0 | 0 | #REF! | 0
3 | 4 | C03 | 0 | 0 | 0 | 0 | 0 | 0 | 0 | 0 | 0 |  | 0 | 0 | 0 | #REF! | 0
3 | 5 | E06 | 0 | 0 | 0 | 0 | 0 | 0 | 0 | 0 | 0 |  | 0 | 0 | 0 | #REF! | 0
3 | 9 | C07 | 0 | 0 | 0 | 0 | 0 | 0 | 0 | 0 | 0 |  | 0 | 0 | 0 | #REF! | 0
3 | 13 | C08 | 0 | 0 | 0 | 0 | 0 | 0 | 0 | 0 | 0 |  | 0 | 0 | 0 | #REF! | 0
3 | 15 | C07 | 0 | 0 | 0 | 0 | 0 | 0 | 0 | 0 | 0 |  | 0 | 0 | 0 | #REF! | 0
3 | 16 | L01 | 0 | 0 | 0 | 0 | 0 | 0 | 0 | 0 | 0 |  | 0 | 0 | 0 | #REF! | 0
3 | 17 | L01 | 0 | 0 | 0 | 0 | 0 | 0 | 0 | 0 | 0 |  | 0 | 0 | 0 | #REF! | 0
3 | 19 | R02 | 0 | 0 | 0 | 0 | 0 | 0 | 0 | 0 | 0 |  | 0 | 0 | 0 | #REF! | 0
3 | 20 | C07 | 0 | 0 | 0 | 0 | 0 | 0 | 0 | 0 | 0 |  | 0 | 0 | 0 | #REF! | 0
3 | 22 | C08 | 0 | 0 | 0 | 0 | 0 | 0 | 0 | 0 | 0 |  | 0 | 0 | 0 | #REF! | 0
3 | 23 | C08 | 0 | 0 | 0 | 0 | 0 | 0 | 0 | 0 | 0 |  | 0 | 0 | 0 | #REF! | 0
3 | 24 | C08 | 0 | 0 | 0 | 0 | 0 | 0 | 0 | 0 | 0 |  | 0 | 0 | 0 | #REF! | 0
3 | 25 | C08 | 0 | 0 | 0 | 0 | 0 | 0 | 0 | 0 | 0 |  | 0 | 0 | 0 | #REF! | 0
3 | 36 | C07 | 0 | 0 | 0 | 0 | 0 | 0 | 0 | 0 | 0 |  | 0 | 0 | 0 | #REF! | 0
3 | 67 | E06 | 0 | 0 | 0 | 0 | 0 | 0 | 0 | 0 | 0 |  | 0 | 0 | 0 | #REF! | 0
3 | 68 | C07 | 0 | 0 | 0 | 0 | 0 | 0 | 0 | 0 | 0 |  | 0 | 0 | 0 | #REF! | 0
3 | 69 | C07 | 0 | 0 | 0 | 0 | 0 | 0 | 0 | 0 | 0 |  | 0 | 0 | 0 | #REF! | 0
3 | 70 | E06 | 0 | 0 | 0 | 0 | 0 | 0 | 0 | 0 | 0 |  | 0 | 0 | 0 | #REF! | 0
4 | 1 | R07 | 0 | 0 | 0 | 0 | 0 | 0 | 0 | 0 | 0 |  | 0 | 0 | 0 | #REF! | 0
4 | 2 | C03 | 0 | 0 | 0 | 0 | 0 | 0 | 0 | 0 | 0 |  | 0 | 0 | 0 | #REF! | 0
4 | 3 | C10 | 0 | 0 | 0 | 0 | 0 | 0 | 0 | 0 | 0 |  | 0 | 0 | 0 | #REF! | 0
4 | 4 | R01 | 0 | 0 | 0 | 0 | 0 | 0 | 0 | 0 | 0 |  | 0 | 0 | 0 | #REF! | 0
4 | 5 | R01 | 0 | 0 | 0 | 0 | 0 | 0 | 0 | 0 | 0 |  | 0 | 0 | 0 | #REF! | 0
4 | 6 | R01 | 0 | 0 | 0 | 0 | 0 | 0 | 0 | 0 | 0 |  | 0 | 0 | 0 | #REF! | 0
4 | 7 | R01 | 0 | 0 | 0 | 0 | 0 | 0 | 0 | 0 | 0 |  | 0 | 0 | 0 | #REF! | 0
4 | 8 | C01 | 0 | 0 | 0 | 0 | 0 | 0 | 0 | 0 | 0 |  | 0 | 0 | 0 | #REF! | 0
4 | 9 | C02 | 0 | 0 | 0 | 0 | 0 | 0 | 0 | 0 | 0 |  | 0 | 0 | 0 | #REF! | 0
4 | 10 | E06 | 0 | 0 | 0 | 0 | 0 | 0 | 0 | 0 | 0 |  | 0 | 0 | 0 | #REF! | 0
4 | 11 | C04 | 0 | 0 | 0 | 0 | 0 | 0 | 0 | 0 | 0 |  | 0 | 0 | 0 | #REF! | 0
4 | 14 | L01 | 0 | 0 | 0 | 0 | 0 | 0 | 0 | 0 | 0 |  | 0 | 0 | 0 | #REF! | 0
4 | 15 | L01 | 0 | 0 | 0 | 0 | 0 | 0 | 0 | 0 | 0 |  | 0 | 0 | 0 | #REF! | 0
4 | 16A | R04 | 0 | 0 | 0 | 0 | 0 | 0 | 0 | 0 | 0 |  | 0 | 0 | 0 | #REF! | 0
4 | 16B | R03 | 0 | 0 | 0 | 0 | 0 | 0 | 0 | 0 | 0 |  | 0 | 0 | 0 | #REF! | 0
4 | 17 | R02 | 0 | 0 | 0 | 0 | 0 | 0 | 0 | 0 | 0 |  | 0 | 0 | 0 | #REF! | 0
4 | 18 | C01 | 0 | 0 | 0 | 0 | 0 | 0 | 0 | 0 | 0 |  | 0 | 0 | 0 | #REF! | 0
4 | 19A | R05 | 0 | 0 | 0 | 0 | 0 | 0 | 0 | 0 | 0 |  | 0 | 0 | 0 | #REF! | 0
4 | 19B | R01 | 0 | 0 | 0 | 0 | 0 | 0 | 0 | 0 | 0 |  | 0 | 0 | 0 | #REF! | 0
4 | 22 | C05 | 0 | 0 | 0 | 0 | 0 | 0 | 0 | 0 | 0 |  | 0 | 0 | 0 | #REF! | 0
4 | 23 | WC03 | 0 | 0 | 0 | 0 | 0 | 0 | 0 | 0 | 0 |  | 0 | 0 | 0 | #REF! | 0
4 | 24 | WC01 | 0 | 0 | 0 | 0 | 0 | 0 | 0 | 0 | 0 |  | 0 | 0 | 0 | #REF! | 0
4 | 25 | WC01 | 0 | 0 | 0 | 0 | 0 | 0 | 0 | 0 | 0 |  | 0 | 0 | 0 | #REF! | 0
4 | 26 | WC01 | 0 | 0 | 0 | 0 | 0 | 0 | 0 | 0 | 0 |  | 0 | 0 | 0 | #REF! | 0
4 | 27 | R09 | 0 | 0 | 0 | 0 | 0 | 0 | 0 | 0 | 0 |  | 0 | 0 | 0 | #REF! | 0
4 | 28 | WC01 | 0 | 0 | 0 | 0 | 0 | 0 | 0 | 0 | 0 |  | 0 | 0 | 0 | #REF! | 0
4 | 29 | WC01 | 0 | 0 | 0 | 0 | 0 | 0 | 0 | 0 | 0 |  | 0 | 0 | 0 | #REF! | 0
4 | 30 | WC01 | 0 | 0 | 0 | 0 | 0 | 0 | 0 | 0 | 0 |  | 0 | 0 | 0 | #REF! | 0
4 | 31 | WC01 | 0 | 0 | 0 | 0 | 0 | 0 | 0 | 0 | 0 |  | 0 | 0 | 0 | #REF! | 0
4 | 32 | C10 | 0 | 0 | 0 | 0 | 0 | 0 | 0 | 0 | 0 |  | 0 | 0 | 0 | #REF! | 0
4 | 33 | R09 | 0 | 0 | 0 | 0 | 0 | 0 | 0 | 0 | 0 |  | 0 | 0 | 0 | #REF! | 0
4 | 34 | C05 | 0 | 0 | 0 | 0 | 0 | 0 | 0 | 0 | 0 |  | 0 | 0 | 0 | #REF! | 0
4 | 35 | WC05 | 0 | 0 | 0 | 0 | 0 | 0 | 0 | 0 | 0 |  | 0 | 0 | 0 | #REF! | 0
4 | 36 | WC01 | 0 | 0 | 0 | 0 | 0 | 0 | 0 | 0 | 0 |  | 0 | 0 | 0 | #REF! | 0
4 | 37 | WC01 | 0 | 0 | 0 | 0 | 0 | 0 | 0 | 0 | 0 |  | 0 | 0 | 0 | #REF! | 0
4 | 38 | WC01 | 0 | 0 | 0 | 0 | 0 | 0 | 0 | 0 | 0 |  | 0 | 0 | 0 | #REF! | 0
4 | 39 | WC01 | 0 | 0 | 0 | 0 | 0 | 0 | 0 | 0 | 0 |  | 0 | 0 | 0 | #REF! | 0
4 | 40 | WC01 | 0 | 0 | 0 | 0 | 0 | 0 | 0 | 0 | 0 |  | 0 | 0 | 0 | #REF! | 0
4 | 41 | WC01 | 0 | 0 | 0 | 0 | 0 | 0 | 0 | 0 | 0 |  | 0 | 0 | 0 | #REF! | 0
4 | 42 | WC01 | 0 | 0 | 0 | 0 | 0 | 0 | 0 | 0 | 0 |  | 0 | 0 | 0 | #REF! | 0
4 | 43A | R04 | 0 | 0 | 0 | 0 | 0 | 0 | 0 | 0 | 0 |  | 0 | 0 | 0 | #REF! | 0
4 | 43B | R03 | 0 | 0 | 0 | 0 | 0 | 0 | 0 | 0 | 0 |  | 0 | 0 | 0 | #REF! | 0
4 | 44 | R04 | 0 | 0 | 0 | 0 | 0 | 0 | 0 | 0 | 0 |  | 0 | 0 | 0 | #REF! | 0
4 | 45A | R05 | 0 | 0 | 0 | 0 | 0 | 0 | 0 | 0 | 0 |  | 0 | 0 | 0 | #REF! | 0
4 | 45B | R01 | 0 | 0 | 0 | 0 | 0 | 0 | 0 | 0 | 0 |  | 0 | 0 | 0 | #REF! | 0
4 | 46 | R04 | 0 | 0 | 0 | 0 | 0 | 0 | 0 | 0 | 0 |  | 0 | 0 | 0 | #REF! | 0
4 | 47 | R05 | 0 | 0 | 0 | 0 | 0 | 0 | 0 | 0 | 0 |  | 0 | 0 | 0 | #REF! | 0
4 | 48 | R05 | 0 | 0 | 0 | 0 | 0 | 0 | 0 | 0 | 0 |  | 0 | 0 | 0 | #REF! | 0
4 | 49 | R04 | 0 | 0 | 0 | 0 | 0 | 0 | 0 | 0 | 0 |  | 0 | 0 | 0 | #REF! | 0
4 | 50 | R05 | 0 | 0 | 0 | 0 | 0 | 0 | 0 | 0 | 0 |  | 0 | 0 | 0 | #REF! | 0
4 | 51 | R05 | 0 | 0 | 0 | 0 | 0 | 0 | 0 | 0 | 0 |  | 0 | 0 | 0 | #REF! | 0
4 | 52A | R05 | 0 | 0 | 0 | 0 | 0 | 0 | 0 | 0 | 0 |  | 0 | 0 | 0 | #REF! | 0
4 | 52B | R01 | 0 | 0 | 0 | 0 | 0 | 0 | 0 | 0 | 0 |  | 0 | 0 | 0 | #REF! | 0
4 | 53A | R04 | 0 | 0 | 0 | 0 | 0 | 0 | 0 | 0 | 0 |  | 0 | 0 | 0 | #REF! | 0
4 | 53B | R03 | 0 | 0 | 0 | 0 | 0 | 0 | 0 | 0 | 0 |  | 0 | 0 | 0 | #REF! | 0
4 | 54 | R04 | 0 | 0 | 0 | 0 | 0 | 0 | 0 | 0 | 0 |  | 0 | 0 | 0 | #REF! | 0
4 | 55 | R04 | 0 | 0 | 0 | 0 | 0 | 0 | 0 | 0 | 0 |  | 0 | 0 | 0 | #REF! | 0
4 | 56 | R05 | 0 | 0 | 0 | 0 | 0 | 0 | 0 | 0 | 0 |  | 0 | 0 | 0 | #REF! | 0
4 | 57 | R04 | 0 | 0 | 0 | 0 | 0 | 0 | 0 | 0 | 0 |  | 0 | 0 | 0 | #REF! | 0
4 | 58 | R04 | 0 | 0 | 0 | 0 | 0 | 0 | 0 | 0 | 0 |  | 0 | 0 | 0 | #REF! | 0
4 | 59 | R04 | 0 | 0 | 0 | 0 | 0 | 0 | 0 | 0 | 0 |  | 0 | 0 | 0 | #REF! | 0
4 | 60 | R04 | 0 | 0 | 0 | 0 | 0 | 0 | 0 | 0 | 0 |  | 0 | 0 | 0 | #REF! | 0
4 | 61 | R05 | 0 | 0 | 0 | 0 | 0 | 0 | 0 | 0 | 0 |  | 0 | 0 | 0 | #REF! | 0
4 | 62 | WC01 | 0 | 0 | 0 | 0 | 0 | 0 | 0 | 0 | 0 |  | 0 | 0 | 0 | #REF! | 0
4 | 63 | R07 | 0 | 0 | 0 | 0 | 0 | 0 | 0 | 0 | 0 |  | 0 | 0 | 0 | #REF! | 0
4 | 64A | R04 | 0 | 0 | 0 | 0 | 0 | 0 | 0 | 0 | 0 |  | 0 | 0 | 0 | #REF! | 0
4 | 64B | R03 | 0 | 0 | 0 | 0 | 0 | 0 | 0 | 0 | 0 |  | 0 | 0 | 0 | #REF! | 0
4 | 65A | R04 | 0 | 0 | 0 | 0 | 0 | 0 | 0 | 0 | 0 |  | 0 | 0 | 0 | #REF! | 0
4 | 65B | R03 | 0 | 0 | 0 | 0 | 0 | 0 | 0 | 0 | 0 |  | 0 | 0 | 0 | #REF! | 0
4 | 66 | R04 | 0 | 0 | 0 | 0 | 0 | 0 | 0 | 0 | 0 |  | 0 | 0 | 0 | #REF! | 0
4 | 67 | E06 | 0 | 0 | 0 | 0 | 0 | 0 | 0 | 0 | 0 |  | 0 | 0 | 0 | #REF! | 0
5 | 1 | R07 | 0 | 0 | 0 | 0 | 0 | 0 | 0 | 0 | 0 |  | 0 | 0 | 0 | #REF! | 0
5 | 2 | C02 | 0 | 0 | 0 | 0 | 0 | 0 | 0 | 0 | 0 |  | 0 | 0 | 0 | #REF! | 0
5 | 3 | R03 | 0 | 0 | 0 | 0 | 0 | 0 | 0 | 0 | 0 |  | 0 | 0 | 0 | #REF! | 0
5 | 4 | R03 | 0 | 0 | 0 | 0 | 0 | 0 | 0 | 0 | 0 |  | 0 | 0 | 0 | #REF! | 0
5 | 5 | E04 | 0 | 0 | 0 | 0 | 0 | 0 | 0 | 0 | 0 |  | 0 | 0 | 0 | #REF! | 0
5 | 6 | L02 | 0 | 0 | 0 | 0 | 0 | 0 | 0 | 0 | 0 |  | 0 | 0 | 0 | #REF! | 0
5 | 7 | R03 | 0 | 0 | 0 | 0 | 0 | 0 | 0 | 0 | 0 |  | 0 | 0 | 0 | #REF! | 0
5 | 8 | R01 | 0 | 0 | 0 | 0 | 0 | 0 | 0 | 0 | 0 |  | 0 | 0 | 0 | #REF! | 0
5 | 9 | R03 | 0 | 0 | 0 | 0 | 0 | 0 | 0 | 0 | 0 |  | 0 | 0 | 0 | #REF! | 0
5 | 10 | R03 | 0 | 0 | 0 | 0 | 0 | 0 | 0 | 0 | 0 |  | 0 | 0 | 0 | #REF! | 0
5 | 11 | E06 | 0 | 0 | 0 | 0 | 0 | 0 | 0 | 0 | 0 |  | 0 | 0 | 0 | #REF! | 0
5 | 12 | C02 | 0 | 0 | 0 | 0 | 0 | 0 | 0 | 0 | 0 |  | 0 | 0 | 0 | #REF! | 0
5 | 13 | C02 | 0 | 0 | 0 | 0 | 0 | 0 | 0 | 0 | 0 |  | 0 | 0 | 0 | #REF! | 0
5 | 14 | L01 | 0 | 0 | 0 | 0 | 0 | 0 | 0 | 0 | 0 |  | 0 | 0 | 0 | #REF! | 0
5 | 15 | C02 | 0 | 0 | 0 | 0 | 0 | 0 | 0 | 0 | 0 |  | 0 | 0 | 0 | #REF! | 0
5 | 16 | R03 | 0 | 0 | 0 | 0 | 0 | 0 | 0 | 0 | 0 |  | 0 | 0 | 0 | #REF! | 0
5 | 17 | E04 | 0 | 0 | 0 | 0 | 0 | 0 | 0 | 0 | 0 |  | 0 | 0 | 0 | #REF! | 0
5 | 18 | E06 | 0 | 0 | 0 | 0 | 0 | 0 | 0 | 0 | 0 |  | 0 | 0 | 0 | #REF! | 0
5 | 19 | E04 | 0 | 0 | 0 | 0 | 0 | 0 | 0 | 0 | 0 |  | 0 | 0 | 0 | #REF! | 0
5 | 20 | R01 | 0 | 0 | 0 | 0 | 0 | 0 | 0 | 0 | 0 |  | 0 | 0 | 0 | #REF! | 0
5 | 21 | R03 | 0 | 0 | 0 | 0 | 0 | 0 | 0 | 0 | 0 |  | 0 | 0 | 0 | #REF! | 0
5 | 22 | E04 | 0 | 0 | 0 | 0 | 0 | 0 | 0 | 0 | 0 |  | 0 | 0 | 0 | #REF! | 0
5 | 23 | R01 | 0 | 0 | 0 | 0 | 0 | 0 | 0 | 0 | 0 |  | 0 | 0 | 0 | #REF! | 0
5 | 24 | R01 | 0 | 0 | 0 | 0 | 0 | 0 | 0 | 0 | 0 |  | 0 | 0 | 0 | #REF! | 0
5 | 25 | A01 | 0 | 0 | 0 | 0 | 0 | 0 | 0 | 0 | 0 |  | 0 | 0 | 0 | #REF! | 0
5 | 26 | A04 | 0 | 0 | 0 | 0 | 0 | 0 | 0 | 0 | 0 |  | 0 | 0 | 0 | #REF! | 0
5 | 27 | A04 | 0 | 0 | 0 | 0 | 0 | 0 | 0 | 0 | 0 |  | 0 | 0 | 0 | #REF! | 0
5 | 28 | A02 | 0 | 0 | 0 | 0 | 0 | 0 | 0 | 0 | 0 |  | 0 | 0 | 0 | #REF! | 0
5 | 29 | A02 | 0 | 0 | 0 | 0 | 0 | 0 | 0 | 0 | 0 |  | 0 | 0 | 0 | #REF! | 0
5 | 30 | A02 | 0 | 0 | 0 | 0 | 0 | 0 | 0 | 0 | 0 |  | 0 | 0 | 0 | #REF! | 0
5 | 31 | A02 | 0 | 0 | 0 | 0 | 0 | 0 | 0 | 0 | 0 |  | 0 | 0 | 0 | #REF! | 0
5 | 32 | A02 | 0 | 0 | 0 | 0 | 0 | 0 | 0 | 0 | 0 |  | 0 | 0 | 0 | #REF! | 0
5 | 33 | A01 | 0 | 0 | 0 | 0 | 0 | 0 | 0 | 0 | 0 |  | 0 | 0 | 0 | #REF! | 0
5 | 34 | A02 | 0 | 0 | 0 | 0 | 0 | 0 | 0 | 0 | 0 |  | 0 | 0 | 0 | #REF! | 0
5 | 35 | A04 | 0 | 0 | 0 | 0 | 0 | 0 | 0 | 0 | 0 |  | 0 | 0 | 0 | #REF! | 0
5 | 36 | A02 | 0 | 0 | 0 | 0 | 0 | 0 | 0 | 0 | 0 |  | 0 | 0 | 0 | #REF! | 0
5 | 37 | A01 | 0 | 0 | 0 | 0 | 0 | 0 | 0 | 0 | 0 |  | 0 | 0 | 0 | #REF! | 0
5 | 38 | A04 | 0 | 0 | 0 | 0 | 0 | 0 | 0 | 0 | 0 |  | 0 | 0 | 0 | #REF! | 0
5 | 39 | A03 | 0 | 0 | 0 | 0 | 0 | 0 | 0 | 0 | 0 |  | 0 | 0 | 0 | #REF! | 0
5 | 40 | A02 | 0 | 0 | 0 | 0 | 0 | 0 | 0 | 0 | 0 |  | 0 | 0 | 0 | #REF! | 0
5 | 41 | A01 | 0 | 0 | 0 | 0 | 0 | 0 | 0 | 0 | 0 |  | 0 | 0 | 0 | #REF! | 0
5 | 42 | A02 | 0 | 0 | 0 | 0 | 0 | 0 | 0 | 0 | 0 |  | 0 | 0 | 0 | #REF! | 0
5 | 43 | A04 | 0 | 0 | 0 | 0 | 0 | 0 | 0 | 0 | 0 |  | 0 | 0 | 0 | #REF! | 0
5 | 44 | A02 | 0 | 0 | 0 | 0 | 0 | 0 | 0 | 0 | 0 |  | 0 | 0 | 0 | #REF! | 0
5 | 45 | A01 | 0 | 0 | 0 | 0 | 0 | 0 | 0 | 0 | 0 |  | 0 | 0 | 0 | #REF! | 0
5 | 46 | A02 | 0 | 0 | 0 | 0 | 0 | 0 | 0 | 0 | 0 |  | 0 | 0 | 0 | #REF! | 0
5 | 47 | A04 | 0 | 0 | 0 | 0 | 0 | 0 | 0 | 0 | 0 |  | 0 | 0 | 0 | #REF! | 0
5 | 48 | A02 | 0 | 0 | 0 | 0 | 0 | 0 | 0 | 0 | 0 |  | 0 | 0 | 0 | #REF! | 0
5 | 49 | A02 | 0 | 0 | 0 | 0 | 0 | 0 | 0 | 0 | 0 |  | 0 | 0 | 0 | #REF! | 0
5 | 50 | A02 | 0 | 0 | 0 | 0 | 0 | 0 | 0 | 0 | 0 |  | 0 | 0 | 0 | #REF! | 0
5 | 51 | A02 | 0 | 0 | 0 | 0 | 0 | 0 | 0 | 0 | 0 |  | 0 | 0 | 0 | #REF! | 0
5 | 52 | A03 | 0 | 0 | 0 | 0 | 0 | 0 | 0 | 0 | 0 |  | 0 | 0 | 0 | #REF! | 0
5 | 53 | A01 | 0 | 0 | 0 | 0 | 0 | 0 | 0 | 0 | 0 |  | 0 | 0 | 0 | #REF! | 0
5 | 54 | A02 | 0 | 0 | 0 | 0 | 0 | 0 | 0 | 0 | 0 |  | 0 | 0 | 0 | #REF! | 0
5 | 55 | A02 | 0 | 0 | 0 | 0 | 0 | 0 | 0 | 0 | 0 |  | 0 | 0 | 0 | #REF! | 0
5 | 56 | A02 | 0 | 0 | 0 | 0 | 0 | 0 | 0 | 0 | 0 |  | 0 | 0 | 0 | #REF! | 0
5 | 57 | A01 | 0 | 0 | 0 | 0 | 0 | 0 | 0 | 0 | 0 |  | 0 | 0 | 0 | #REF! | 0
5 | 58 | A02 | 0 | 0 | 0 | 0 | 0 | 0 | 0 | 0 | 0 |  | 0 | 0 | 0 | #REF! | 0
5 | 59 | A04 | 0 | 0 | 0 | 0 | 0 | 0 | 0 | 0 | 0 |  | 0 | 0 | 0 | #REF! | 0
5 | 60 | A02 | 0 | 0 | 0 | 0 | 0 | 0 | 0 | 0 | 0 |  | 0 | 0 | 0 | #REF! | 0
5 | 62 | A01 | 0 | 0 | 0 | 0 | 0 | 0 | 0 | 0 | 0 |  | 0 | 0 | 0 | #REF! | 0
5 | 63 | A04 | 0 | 0 | 0 | 0 | 0 | 0 | 0 | 0 | 0 |  | 0 | 0 | 0 | #REF! | 0
5 | 64 | A03 | 0 | 0 | 0 | 0 | 0 | 0 | 0 | 0 | 0 |  | 0 | 0 | 0 | #REF! | 0
5 | 65 | A02 | 0 | 0 | 0 | 0 | 0 | 0 | 0 | 0 | 0 |  | 0 | 0 | 0 | #REF! | 0
5 | 66 | A02 | 0 | 0 | 0 | 0 | 0 | 0 | 0 | 0 | 0 |  | 0 | 0 | 0 | #REF! | 0
5 | 67 | A01 | 0 | 0 | 0 | 0 | 0 | 0 | 0 | 0 | 0 |  | 0 | 0 | 0 | #REF! | 0
5 | 68 | A02 | 0 | 0 | 0 | 0 | 0 | 0 | 0 | 0 | 0 |  | 0 | 0 | 0 | #REF! | 0
5 | 69 | A04 | 0 | 0 | 0 | 0 | 0 | 0 | 0 | 0 | 0 |  | 0 | 0 | 0 | #REF! | 0
5 | 70 | A03 | 0 | 0 | 0 | 0 | 0 | 0 | 0 | 0 | 0 |  | 0 | 0 | 0 | #REF! | 0
5 | 71 | A02 | 0 | 0 | 0 | 0 | 0 | 0 | 0 | 0 | 0 |  | 0 | 0 | 0 | #REF! | 0
5 | 72 | A03 | 0 | 0 | 0 | 0 | 0 | 0 | 0 | 0 | 0 |  | 0 | 0 | 0 | #REF! | 0
5 | 73 | A02 | 0 | 0 | 0 | 0 | 0 | 0 | 0 | 0 | 0 |  | 0 | 0 | 0 | #REF! | 0
5 | 74 | A01 | 0 | 0 | 0 | 0 | 0 | 0 | 0 | 0 | 0 |  | 0 | 0 | 0 | #REF! | 0
5 | 75 | A02 | 0 | 0 | 0 | 0 | 0 | 0 | 0 | 0 | 0 |  | 0 | 0 | 0 | #REF! | 0
5 | 76 | A02 | 0 | 0 | 0 | 0 | 0 | 0 | 0 | 0 | 0 |  | 0 | 0 | 0 | #REF! | 0
5 | 77 | A04 | 0 | 0 | 0 | 0 | 0 | 0 | 0 | 0 | 0 |  | 0 | 0 | 0 | #REF! | 0
5 | 78 | A01 | 0 | 0 | 0 | 0 | 0 | 0 | 0 | 0 | 0 |  | 0 | 0 | 0 | #REF! | 0
5 | 79 | A02 | 0 | 0 | 0 | 0 | 0 | 0 | 0 | 0 | 0 |  | 0 | 0 | 0 | #REF! | 0
5 | 80 | A02 | 0 | 0 | 0 | 0 | 0 | 0 | 0 | 0 | 0 |  | 0 | 0 | 0 | #REF! | 0
5 | 81 | A02 | 0 | 0 | 0 | 0 | 0 | 0 | 0 | 0 | 0 |  | 0 | 0 | 0 | #REF! | 0
5 | 82 | A02 | 0 | 0 | 0 | 0 | 0 | 0 | 0 | 0 | 0 |  | 0 | 0 | 0 | #REF! | 0
5 | 83 | A03 | 0 | 0 | 0 | 0 | 0 | 0 | 0 | 0 | 0 |  | 0 | 0 | 0 | #REF! | 0
5 | 84 | A04 | 0 | 0 | 0 | 0 | 0 | 0 | 0 | 0 | 0 |  | 0 | 0 | 0 | #REF! | 0
5 | 85 | A01 | 0 | 0 | 0 | 0 | 0 | 0 | 0 | 0 | 0 |  | 0 | 0 | 0 | #REF! | 0
5 | 86 | A02 | 0 | 0 | 0 | 0 | 0 | 0 | 0 | 0 | 0 |  | 0 | 0 | 0 | #REF! | 0
5 | 87 | A02 | 0 | 0 | 0 | 0 | 0 | 0 | 0 | 0 | 0 |  | 0 | 0 | 0 | #REF! | 0
5 | 88 | A03 | 0 | 0 | 0 | 0 | 0 | 0 | 0 | 0 | 0 |  | 0 | 0 | 0 | #REF! | 0
5 | 89 | A02 | 0 | 0 | 0 | 0 | 0 | 0 | 0 | 0 | 0 |  | 0 | 0 | 0 | #REF! | 0
5 | 90 | A02 | 0 | 0 | 0 | 0 | 0 | 0 | 0 | 0 | 0 |  | 0 | 0 | 0 | #REF! | 0
5 | 91 | A04 | 0 | 0 | 0 | 0 | 0 | 0 | 0 | 0 | 0 |  | 0 | 0 | 0 | #REF! | 0
5 | 92 | A01 | 0 | 0 | 0 | 0 | 0 | 0 | 0 | 0 | 0 |  | 0 | 0 | 0 | #REF! | 0
5 | 93 | A02 | 0 | 0 | 0 | 0 | 0 | 0 | 0 | 0 | 0 |  | 0 | 0 | 0 | #REF! | 0
5 | 94 | A04 | 0 | 0 | 0 | 0 | 0 | 0 | 0 | 0 | 0 |  | 0 | 0 | 0 | #REF! | 0
5 | 95 | A02 | 0 | 0 | 0 | 0 | 0 | 0 | 0 | 0 | 0 |  | 0 | 0 | 0 | #REF! | 0
5 | 96 | A01 | 0 | 0 | 0 | 0 | 0 | 0 | 0 | 0 | 0 |  | 0 | 0 | 0 | #REF! | 0
5 | 97 | A04 | 0 | 0 | 0 | 0 | 0 | 0 | 0 | 0 | 0 |  | 0 | 0 | 0 | #REF! | 0
5 | 98 | A02 | 0 | 0 | 0 | 0 | 0 | 0 | 0 | 0 | 0 |  | 0 | 0 | 0 | #REF! | 0
5 | 99 | A02 | 0 | 0 | 0 | 0 | 0 | 0 | 0 | 0 | 0 |  | 0 | 0 | 0 | #REF! | 0
5 | 100 | A02 | 0 | 0 | 0 | 0 | 0 | 0 | 0 | 0 | 0 |  | 0 | 0 | 0 | #REF! | 0
5 | 101 | A02 | 0 | 0 | 0 | 0 | 0 | 0 | 0 | 0 | 0 |  | 0 | 0 | 0 | #REF! | 0
5 | 102 | A01 | 0 | 0 | 0 | 0 | 0 | 0 | 0 | 0 | 0 |  | 0 | 0 | 0 | #REF! | 0
5 | 103 | A04 | 0 | 0 | 0 | 0 | 0 | 0 | 0 | 0 | 0 |  | 0 | 0 | 0 | #REF! | 0
5 | 104 | A02 | 0 | 0 | 0 | 0 | 0 | 0 | 0 | 0 | 0 |  | 0 | 0 | 0 | #REF! | 0
5 | 105 | A02 | 0 | 0 | 0 | 0 | 0 | 0 | 0 | 0 | 0 |  | 0 | 0 | 0 | #REF! | 0
5 | 106 | A02 | 0 | 0 | 0 | 0 | 0 | 0 | 0 | 0 | 0 |  | 0 | 0 | 0 | #REF! | 0
5 | 107 | A02 | 0 | 0 | 0 | 0 | 0 | 0 | 0 | 0 | 0 |  | 0 | 0 | 0 | #REF! | 0
5 | 108 | A06 | 0 | 0 | 0 | 0 | 0 | 0 | 0 | 0 | 0 |  | 0 | 0 | 0 | #REF! | 0
5 | 109 | A02 | 0 | 0 | 0 | 0 | 0 | 0 | 0 | 0 | 0 |  | 0 | 0 | 0 | #REF! | 0
5 | 110 | R01 | 0 | 0 | 0 | 0 | 0 | 0 | 0 | 0 | 0 |  | 0 | 0 | 0 | #REF! | 0
5 | 111 | A05 | 0 | 0 | 0 | 0 | 0 | 0 | 0 | 0 | 0 |  | 0 | 0 | 0 | #REF! | 0
5 | 112 | A05 | 0 | 0 | 0 | 0 | 0 | 0 | 0 | 0 | 0 |  | 0 | 0 | 0 | #REF! | 0
5 | 113 | A05 | 0 | 0 | 0 | 0 | 0 | 0 | 0 | 0 | 0 |  | 0 | 0 | 0 | #REF! | 0
5 | 114 | A05 | 0 | 0 | 0 | 0 | 0 | 0 | 0 | 0 | 0 |  | 0 | 0 | 0 | #REF! | 0
5 | 115 | A05 | 0 | 0 | 0 | 0 | 0 | 0 | 0 | 0 | 0 |  | 0 | 0 | 0 | #REF! | 0
5 | 116 | A05 | 0 | 0 | 0 | 0 | 0 | 0 | 0 | 0 | 0 |  | 0 | 0 | 0 | #REF! | 0
5 | 117 | A05 | 0 | 0 | 0 | 0 | 0 | 0 | 0 | 0 | 0 |  | 0 | 0 | 0 | #REF! | 0
5 | 118 | A05 | 0 | 0 | 0 | 0 | 0 | 0 | 0 | 0 | 0 |  | 0 | 0 | 0 | #REF! | 0
5 | 119 | A05 | 0 | 0 | 0 | 0 | 0 | 0 | 0 | 0 | 0 |  | 0 | 0 | 0 | #REF! | 0
5 | 120 | A05 | 0 | 0 | 0 | 0 | 0 | 0 | 0 | 0 | 0 |  | 0 | 0 | 0 | #REF! | 0
5 | 121 | A05 | 0 | 0 | 0 | 0 | 0 | 0 | 0 | 0 | 0 |  | 0 | 0 | 0 | #REF! | 0
5 | 122 | A05 | 0 | 0 | 0 | 0 | 0 | 0 | 0 | 0 | 0 |  | 0 | 0 | 0 | #REF! | 0
5 | 123 | A05 | 0 | 0 | 0 | 0 | 0 | 0 | 0 | 0 | 0 |  | 0 | 0 | 0 | #REF! | 0
5 | 124 | A05 | 0 | 0 | 0 | 0 | 0 | 0 | 0 | 0 | 0 |  | 0 | 0 | 0 | #REF! | 0
5 | 125 | A05 | 0 | 0 | 0 | 0 | 0 | 0 | 0 | 0 | 0 |  | 0 | 0 | 0 | #REF! | 0
5 | 126 | A05 | 0 | 0 | 0 | 0 | 0 | 0 | 0 | 0 | 0 |  | 0 | 0 | 0 | #REF! | 0
5 | 127 | A05 | 0 | 0 | 0 | 0 | 0 | 0 | 0 | 0 | 0 |  | 0 | 0 | 0 | #REF! | 0
5 | 128 | A05 | 0 | 0 | 0 | 0 | 0 | 0 | 0 | 0 | 0 |  | 0 | 0 | 0 | #REF! | 0
5 | 129 | A05 | 0 | 0 | 0 | 0 | 0 | 0 | 0 | 0 | 0 |  | 0 | 0 | 0 | #REF! | 0
5 | 130 | A05 | 0 | 0 | 0 | 0 | 0 | 0 | 0 | 0 | 0 |  | 0 | 0 | 0 | #REF! | 0
5 | 131 | A05 | 0 | 0 | 0 | 0 | 0 | 0 | 0 | 0 | 0 |  | 0 | 0 | 0 | #REF! | 0
5 | 132 | R02 | 0 | 0 | 0 | 0 | 0 | 0 | 0 | 0 | 0 |  | 0 | 0 | 0 | #REF! | 0
5 | 133 | R01 | 0 | 0 | 0 | 0 | 0 | 0 | 0 | 0 | 0 |  | 0 | 0 | 0 | #REF! | 0
5 | 134 | R01 | 0 | 0 | 0 | 0 | 0 | 0 | 0 | 0 | 0 |  | 0 | 0 | 0 | #REF! | 0
5 | 135 | E06 | 0 | 0 | 0 | 0 | 0 | 0 | 0 | 0 | 0 |  | 0 | 0 | 0 | #REF! | 0
05LL | 1 | R10 | 0 | 0 | 0 | 0 | 0 | 0 | 0 | 0 | 0 |  | 0 | 0 | 0 | #REF! | 0
05LL | 2 | R10 | 0 | 0 | 0 | 0 | 0 | 0 | 0 | 0 | 0 |  | 0 | 0 | 0 | #REF! | 0
05LL | 3 | R10 | 0 | 0 | 0 | 0 | 0 | 0 | 0 | 0 | 0 |  | 0 | 0 | 0 | #REF! | 0
05LL | 4 | R10 | 0 | 0 | 0 | 0 | 0 | 0 | 0 | 0 | 0 |  | 0 | 0 | 0 | #REF! | 0
05LL | 5 | R10 | 0 | 0 | 0 | 0 | 0 | 0 | 0 | 0 | 0 |  | 0 | 0 | 0 | #REF! | 0
05LL | 6 | R10 | 0 | 0 | 0 | 0 | 0 | 0 | 0 | 0 | 0 |  | 0 | 0 | 0 | #REF! | 0
05LL | 7 | R10 | 0 | 0 | 0 | 0 | 0 | 0 | 0 | 0 | 0 |  | 0 | 0 | 0 | #REF! | 0
05LL | 8 | R10 | 0 | 0 | 0 | 0 | 0 | 0 | 0 | 0 | 0 |  | 0 | 0 | 0 | #REF! | 0
05LL | 9 | R10 | 0 | 0 | 0 | 0 | 0 | 0 | 0 | 0 | 0 |  | 0 | 0 | 0 | #REF! | 0
05LL | 10 | R10 | 0 | 0 | 0 | 0 | 0 | 0 | 0 | 0 | 0 |  | 0 | 0 | 0 | #REF! | 0
05LL | 11 | R10 | 0 | 0 | 0 | 0 | 0 | 0 | 0 | 0 | 0 |  | 0 | 0 | 0 | #REF! | 0
05LL | 12 | R10 | 0 | 0 | 0 | 0 | 0 | 0 | 0 | 0 | 0 |  | 0 | 0 | 0 | #REF! | 0
05LL | 13 | R10 | 0 | 0 | 0 | 0 | 0 | 0 | 0 | 0 | 0 |  | 0 | 0 | 0 | #REF! | 0
05LL | 14 | R10 | 0 | 0 | 0 | 0 | 0 | 0 | 0 | 0 | 0 |  | 0 | 0 | 0 | #REF! | 0
05LL | 15 | R10 | 0 | 0 | 0 | 0 | 0 | 0 | 0 | 0 | 0 |  | 0 | 0 | 0 | #REF! | 0
05LL | 16 | R10 | 0 | 0 | 0 | 0 | 0 | 0 | 0 | 0 | 0 |  | 0 | 0 | 0 | #REF! | 0
05LL | 17 | R10 | 0 | 0 | 0 | 0 | 0 | 0 | 0 | 0 | 0 |  | 0 | 0 | 0 | #REF! | 0
05LL | 18 | R10 | 0 | 0 | 0 | 0 | 0 | 0 | 0 | 0 | 0 |  | 0 | 0 | 0 | #REF! | 0
05LL | 19 | R10 | 0 | 0 | 0 | 0 | 0 | 0 | 0 | 0 | 0 |  | 0 | 0 | 0 | #REF! | 0
05LL | 20 | R10 | 0 | 0 | 0 | 0 | 0 | 0 | 0 | 0 | 0 |  | 0 | 0 | 0 | #REF! | 0
05LL | 21 | R10 | 0 | 0 | 0 | 0 | 0 | 0 | 0 | 0 | 0 |  | 0 | 0 | 0 | #REF! | 0
05LL | 22 | R10 | 0 | 0 | 0 | 0 | 0 | 0 | 0 | 0 | 0 |  | 0 | 0 | 0 | #REF! | 0
05LL | 23 | R10 | 0 | 0 | 0 | 0 | 0 | 0 | 0 | 0 | 0 |  | 0 | 0 | 0 | #REF! | 0
05LL | 24 | R10 | 0 | 0 | 0 | 0 | 0 | 0 | 0 | 0 | 0 |  | 0 | 0 | 0 | #REF! | 0
05LL | 25 | R10 | 0 | 0 | 0 | 0 | 0 | 0 | 0 | 0 | 0 |  | 0 | 0 | 0 | #REF! | 0
05LL | 26 | R10 | 0 | 0 | 0 | 0 | 0 | 0 | 0 | 0 | 0 |  | 0 | 0 | 0 | #REF! | 0
05LL | 27 | R10 | 0 | 0 | 0 | 0 | 0 | 0 | 0 | 0 | 0 |  | 0 | 0 | 0 | #REF! | 0
05LL | 28 | R10 | 0 | 0 | 0 | 0 | 0 | 0 | 0 | 0 | 0 |  | 0 | 0 | 0 | #REF! | 0
05LL | 29 | R10 | 0 | 0 | 0 | 0 | 0 | 0 | 0 | 0 | 0 |  | 0 | 0 | 0 | #REF! | 0
6 | 1 | E06 | 0 | 0 | 0 | 0 | 0 | 0 | 0 | 0 | 0 |  | 0 | 0 | 0 | #REF! | 0
6 | 2 | E06 | 0 | 0 | 0 | 0 | 0 | 0 | 0 | 0 | 0 |  | 0 | 0 | 0 | #REF! | 0
6 | 3 | E06 | 0 | 0 | 0 | 0 | 0 | 0 | 0 | 0 | 0 |  | 0 | 0 | 0 | #REF! | 0
6 | 6 | C02 | 0 | 0 | 0 | 0 | 0 | 0 | 0 | 0 | 0 |  | 0 | 0 | 0 | #REF! | 0
6 | 7 | C02 | 0 | 0 | 0 | 0 | 0 | 0 | 0 | 0 | 0 |  | 0 | 0 | 0 | #REF! | 0
6 | 8 | C02 | 0 | 0 | 0 | 0 | 0 | 0 | 0 | 0 | 0 |  | 0 | 0 | 0 | #REF! | 0
6 | 9 | R02 | 0 | 0 | 0 | 0 | 0 | 0 | 0 | 0 | 0 |  | 0 | 0 | 0 | #REF! | 0
6 | 10 | R08 | 0 | 0 | 0 | 0 | 0 | 0 | 0 | 0 | 0 |  | 0 | 0 | 0 | #REF! | 0
6 | 11 | R08 | 0 | 0 | 0 | 0 | 0 | 0 | 0 | 0 | 0 |  | 0 | 0 | 0 | #REF! | 0
6 | 12 | L01 | 0 | 0 | 0 | 0 | 0 | 0 | 0 | 0 | 0 |  | 0 | 0 | 0 | #REF! | 0
6 | 13 | R01 | 0 | 0 | 0 | 0 | 0 | 0 | 0 | 0 | 0 |  | 0 | 0 | 0 | #REF! | 0
6 | 14 | C06 | 0 | 0 | 0 | 0 | 0 | 0 | 0 | 0 | 0 |  | 0 | 0 | 0 | #REF! | 0
6 | 15 | R01 | 0 | 0 | 0 | 0 | 0 | 0 | 0 | 0 | 0 |  | 0 | 0 | 0 | #REF! | 0
6 | 17 | E08 | 0 | 0 | 0 | 0 | 0 | 0 | 0 | 0 | 0 |  | 0 | 0 | 0 | #REF! | 0
6 | 18 | C04 | 0 | 0 | 0 | 0 | 0 | 0 | 0 | 0 | 0 |  | 0 | 0 | 0 | #REF! | 0
6 | 19 | E06 | 0 | 0 | 0 | 0 | 0 | 0 | 0 | 0 | 0 |  | 0 | 0 | 0 | #REF! | 0
6 | 20 | E06 | 0 | 0 | 0 | 0 | 0 | 0 | 0 | 0 | 0 |  | 0 | 0 | 0 | #REF! | 0
6 | 21 | E06 | 0 | 0 | 0 | 0 | 0 | 0 | 0 | 0 | 0 |  | 0 | 0 | 0 | #REF! | 0
B1 | 1 | C08 | 0 | 0 | 0 | 0 | 0 | 0 | 0 | 0 | 0 |  | 0 | 0 | 0 | #REF! | 0
B1 | 2 | C08 | 0 | 0 | 0 | 0 | 0 | 0 | 0 | 0 | 0 |  | 0 | 0 | 0 | #REF! | 0
B1 | 3 | C08 | 0 | 0 | 0 | 0 | 0 | 0 | 0 | 0 | 0 |  | 0 | 0 | 0 | #REF! | 0
B1 | 4 | C08 | 0 | 0 | 0 | 0 | 0 | 0 | 0 | 0 | 0 |  | 0 | 0 | 0 | #REF! | 0
B2 | 1 | C07 | 0 | 0 | 0 | 0 | 0 | 0 | 0 | 0 | 0 |  | 0 | 0 | 0 | #REF! | 0
B2 | 2 | C08 | 0 | 0 | 0 | 0 | 0 | 0 | 0 | 0 | 0 |  | 0 | 0 | 0 | #REF! | 0
B2 | 3 | C07 | 0 | 0 | 0 | 0 | 0 | 0 | 0 | 0 | 0 |  | 0 | 0 | 0 | #REF! | 0
B2 | 4 | C08 | 0 | 0 | 0 | 0 | 0 | 0 | 0 | 0 | 0 |  | 0 | 0 | 0 | #REF! | 0
B2 | 5 | C08 | 0 | 0 | 0 | 0 | 0 | 0 | 0 | 0 | 0 |  | 0 | 0 | 0 | #REF! | 0
B2 | 6 | C08 | 0 | 0 | 0 | 0 | 0 | 0 | 0 | 0 | 0 |  | 0 | 0 | 0 | #REF! | 0
B2 | 7 | C07 | 0 | 0 | 0 | 0 | 0 | 0 | 0 | 0 | 0 |  | 0 | 0 | 0 | #REF! | 0
B2 | 8 | C06 | 0 | 0 | 0 | 0 | 0 | 0 | 0 | 0 | 0 |  | 0 | 0 | 0 | #REF! | 0
B2 | 9 | C07 | 0 | 0 | 0 | 0 | 0 | 0 | 0 | 0 | 0 |  | 0 | 0 | 0 | #REF! | 0
B2 | 12 | C08 | 0 | 0 | 0 | 0 | 0 | 0 | 0 | 0 | 0 |  | 0 | 0 | 0 | #REF! | 0
B2 | 13 | C08 | 0 | 0 | 0 | 0 | 0 | 0 | 0 | 0 | 0 |  | 0 | 0 | 0 | #REF! | 0
B2 | 14 | C08 | 0 | 0 | 0 | 0 | 0 | 0 | 0 | 0 | 0 |  | 0 | 0 | 0 | #REF! | 0
B2 | 15 | C08 | 0 | 0 | 0 | 0 | 0 | 0 | 0 | 0 | 0 |  | 0 | 0 | 0 | #REF! | 0
B2 | 16 | WC02 | 0 | 0 | 0 | 0 | 0 | 0 | 0 | 0 | 0 |  | 0 | 0 | 0 | #REF! | 0
B2 | 17 | WC02 | 0 | 0 | 0 | 0 | 0 | 0 | 0 | 0 | 0 |  | 0 | 0 | 0 | #REF! | 0
B2 | 18 | WC02 | 0 | 0 | 0 | 0 | 0 | 0 | 0 | 0 | 0 |  | 0 | 0 | 0 | #REF! | 0
B2 | 19 | WC02 | 0 | 0 | 0 | 0 | 0 | 0 | 0 | 0 | 0 |  | 0 | 0 | 0 | #REF! | 0
B2 | 20 | WC02 | 0 | 0 | 0 | 0 | 0 | 0 | 0 | 0 | 0 |  | 0 | 0 | 0 | #REF! | 0
B2 | 21 | WC02 | 0 | 0 | 0 | 0 | 0 | 0 | 0 | 0 | 0 |  | 0 | 0 | 0 | #REF! | 0
B2 | 22 | C07 | 0 | 0 | 0 | 0 | 0 | 0 | 0 | 0 | 0 |  | 0 | 0 | 0 | #REF! | 0
B2 | 30 | C08 | 0 | 0 | 0 | 0 | 0 | 0 | 0 | 0 | 0 |  | 0 | 0 | 0 | #REF! | 0
B2 | 31 | C07 | 0 | 0 | 0 | 0 | 0 | 0 | 0 | 0 | 0 |  | 0 | 0 | 0 | #REF! | 0
B2 | 32 | C07 | 0 | 0 | 0 | 0 | 0 | 0 | 0 | 0 | 0 |  | 0 | 0 | 0 | #REF! | 0
B2 | 33 | C07 | 0 | 0 | 0 | 0 | 0 | 0 | 0 | 0 | 0 |  | 0 | 0 | 0 | #REF! | 0
B2 | 34 | C07 | 0 | 0 | 0 | 0 | 0 | 0 | 0 | 0 | 0 |  | 0 | 0 | 0 | #REF! | 0
B2 | 35 | C07 | 0 | 0 | 0 | 0 | 0 | 0 | 0 | 0 | 0 |  | 0 | 0 | 0 | #REF! | 0
B2 | 36 | C07 | 0 | 0 | 0 | 0 | 0 | 0 | 0 | 0 | 0 |  | 0 | 0 | 0 | #REF! | 0
B2 | 37 | C07 | 0 | 0 | 0 | 0 | 0 | 0 | 0 | 0 | 0 |  | 0 | 0 | 0 | #REF! | 0
B2 | 38 | C08 | 0 | 0 | 0 | 0 | 0 | 0 | 0 | 0 | 0 |  | 0 | 0 | 0 | #REF! | 0
B2 | 39 | C08 | 0 | 0 | 0 | 0 | 0 | 0 | 0 | 0 | 0 |  | 0 | 0 | 0 | #REF! | 0

## Door Summary
BHCL - 72 Broadwick St
DOORSET SUMMARY |  |  |  | AVERAGE DAILY RATE = |  | 162
DOOR | DOOR
LEVEL | NR | TYPE | Q | LABOUR | SUPPLY | SUPPLY | OH & P | SUB | MCD | PEPS | RATE | TOTAL
[6 empty] | & FIX | 12% | TOTAL | 1
0 | 1 | 0 | 0 | 0 | 0 | 0 | 0 | 0 | 0 | 0 | 0 | 0 | 0
0 | 4 | 0 | 0 | 0 | 0 | 0 | 0 | 0 | 0 | 0 | 0 | 0 | 0
0 | 5 | 0 | 0 | 0 | 0 | 0 | 0 | 0 | 0 | 0 | 0 | 0 | 0
0 | 7 | 0 | 0 | 0 | 0 | 0 | 0 | 0 | 0 | 0 | 0 | 0 | 0
0 | 8 | R08 | 0 | 186.11 | 0 | 186.11 | 22.33 | 208.44 | 0 | 0 | 208.44 | 0
0 | 9 | C11 | 0 | 0 | 0 | 0 | 0 | 0 | 0 | 0 | 0 | 0 | 0
0 | 10 | E06 | 0 | 0 | 0 | 0 | 0 | 0 | 0 | 0 | 0 | 0 | 0
0 | 13 | 0 | 0 | 0 | 0 | 0 | 0 | 0 | 0 | 0 | 0 | 0 | 0
0 | 14 | 0 | 0 | 0 | 0 | 0 | 0 | 0 | 0 | 0 | 0 | 0 | 0
0 | 15 | C07 | 0 | 52.8 | 0 | 52.8 | 6.34 | 59.14 | 0 | 0 | 59.14 | 0 | 0
0 | 16 | C08 | 0 | 0 | 0 | 0 | 0 | 0 | 0 | 0 | 0 | 0 | 0
0 | 17 | E07 | 0 | 0 | 0 | 0 | 0 | 0 | 0 | 0 | 0 | 0 | 0
0 | 18 | E07 | 0 | 0 | 0 | 0 | 0 | 0 | 0 | 0 | 0 | 0 | 0
0 | 19 | E07 | 0 | 0 | 0 | 0 | 0 | 0 | 0 | 0 | 0 | 0 | 0
0 | 20 | E07 | 0 | 0 | 0 | 0 | 0 | 0 | 0 | 0 | 0 | 0 | 0
0 | 22 | E07 | 0 | 0 | 0 | 0 | 0 | 0 | 0 | 0 | 0 | 0 | 0
0 | 23 | E07 | 0 | 0 | 0 | 0 | 0 | 0 | 0 | 0 | 0 | 0 | 0
0 | 24 | E07 | 0 | 0 | 0 | 0 | 0 | 0 | 0 | 0 | 0 | 0 | 0
0 | 25 | E07 | 0 | 0 | 0 | 0 | 0 | 0 | 0 | 0 | 0 | 0 | 0
0 | 26 | UKPN1 | 0 | 52.8 | 0 | 52.8 | 6.34 | 59.14 | 0 | 0 | 59.14 | 0 | 0
0 | 29 | L01 | 0 | 0 | 0 | 0 | 0 | 0 | 0 | 0 | 0 | 0 | 0
0 | 30 | L01 | 0 | 0 | 0 | 0 | 0 | 0 | 0 | 0 | 0 | 0 | 0
0 | 31 | L01 | 0 | 0 | 0 | 0 | 0 | 0 | 0 | 0 | 0 | 0 | 0
0 | 32 | L01 | 0 | 0 | 0 | 0 | 0 | 0 | 0 | 0 | 0 | 0 | 0
0 | 36 | R08 | 0 | 162 | 0 | 162 | 19.44 | 181.44 | 0 | 0 | 181.44 | 0 | 0
0 | 38 | R02 | 0 | 0 | 0 | 0 | 0 | 0 | 0 | 0 | 0 | 0 | 0
0 | 39 | L01 | 0 | 0 | 0 | 0 | 0 | 0 | 0 | 0 | 0 | 0 | 0
0 | 40 | UKPN1 | 0 | 52.8 | 0 | 52.8 | 6.34 | 59.14 | 0 | 0 | 59.14 | 0 | 0
0 | 41 | R02 | 0 | 162 | 0 | 162 | 19.44 | 181.44 | 0 | 0 | 181.44 | 0 | 0
0 | 42 | C07 | 0 | 0 | 0 | 0 | 0 | 0 | 0 | 0 | 0 | 0 | 0
0 | 43 | E06 | 0 | 52.8 | 0 | 52.8 | 6.34 | 59.14 | 0 | 0 | 59.14 | 0 | 0
0 | 44 | E06 | 0 | 26.4 | 0 | 26.4 | 3.17 | 29.57 | 0 | 0 | 29.57 | 0 | 0
0 | 45 | TBC | 0 | 26.4 | 0 | 26.4 | 3.17 | 29.57 | 0 | 0 | 29.57 | 0 | 0
0 | 46 | TBC | 0 | 0 | 0 | 0 | 0 | 0 | 0 | 0 | 0 | 0 | 0
1 | 1 | R07 | 0 | 0 | 0 | 0 | 0 | 0 | 0 | 0 | 0 | 0 | 0
1 | 2 | E06 | 0 | 0 | 0 | 0 | 0 | 0 | 0 | 0 | 0 | 0 | 0
1 | 5 | C07 | 0 | 26.4 | 0 | 26.4 | 3.17 | 29.57 | 0 | 0 | 29.57 | 0 | 0
1 | 6 | C07 | 0 | 52.8 | 0 | 52.8 | 6.34 | 59.14 | 0 | 0 | 59.14 | 0 | 0
1 | 7 | C07 | 0 | 52.8 | 0 | 52.8 | 6.34 | 59.14 | 0 | 0 | 59.14 | 0 | 0
1 | 9 | L01 | 0 | 0 | 0 | 0 | 0 | 0 | 0 | 0 | 0 | 0 | 0
1 | 10 | L01 | 0 | 52.8 | 0 | 52.8 | 6.34 | 59.14 | 0 | 0 | 59.14 | 0 | 0
1 | 11 | R02 | 0 | 52.8 | 0 | 52.8 | 6.34 | 59.14 | 0 | 0 | 59.14 | 0 | 0
1 | 12 | C07 | 0 | 26.4 | 0 | 26.4 | 3.17 | 29.57 | 0 | 0 | 29.57 | 0 | 0
1 | 13 | C08 | 0 | 52.8 | 0 | 52.8 | 6.34 | 59.14 | 0 | 0 | 59.14 | 0 | 0
1 | 14 | C08 | 0 | 26.4 | 0 | 26.4 | 3.17 | 29.57 | 0 | 0 | 29.57 | 0 | 0
1 | 16 | E06 | 0 | 52.8 | 0 | 52.8 | 6.34 | 59.14 | 0 | 0 | 59.14 | 0 | 0
1 | 18 | C08 | 0 | 26.4 | 0 | 26.4 | 3.17 | 29.57 | 0 | 0 | 29.57 | 0 | 0
1 | 19 | C08 | 0 | 26.4 | 0 | 26.4 | 3.17 | 29.57 | 0 | 0 | 29.57 | 0 | 0
1 | 20 | C07 | 0 | 52.8 | 0 | 52.8 | 6.34 | 59.14 | 0 | 0 | 59.14 | 0 | 0
1 | 21 | C08 | 0 | 26.4 | 0 | 26.4 | 3.17 | 29.57 | 0 | 0 | 29.57 | 0 | 0
1 | 22 | C07 | 0 | 162 | 0 | 162 | 19.44 | 181.44 | 0 | 0 | 181.44 | 0 | 0
1 | 23 | C08 | 0 | 162 | 0 | 162 | 19.44 | 181.44 | 0 | 0 | 181.44 | 0 | 0
1 | 24 | C07 | 0 | 105.6 | 0 | 105.6 | 12.67 | 118.27 | 0 | 0 | 118.27 | 0 | 0
1 | 25 | C07 | 0 | 105.6 | 0 | 105.6 | 12.67 | 118.27 | 0 | 0 | 118.27 | 0 | 0
1 | 26 | C03 | 0 | 0 | 0 | 0 | 0 | 0 | 0 | 0 | 0 | 0 | 0
1 | 27 | C03 | 0 | 26.4 | 0 | 26.4 | 3.17 | 29.57 | 0 | 0 | 29.57 | 0 | 0
1 | 28 | R07 | 0 | 52.8 | 0 | 52.8 | 6.34 | 59.14 | 0 | 0 | 59.14 | 0 | 0
1 | 29 | E06 | 0 | 105.6 | 0 | 105.6 | 12.67 | 118.27 | 0 | 0 | 118.27 | 0 | 0
1 | 30 | E06 | 0 | 52.8 | 0 | 52.8 | 6.34 | 59.14 | 0 | 0 | 59.14 | 0 | 0
2 | 1 | R07 | 0 | 0 | 0 | 0 | 0 | 0 | 0 | 0 | 0 | 0 | 0
2 | 2 | C03 | 0 | 0 | 0 | 0 | 0 | 0 | 0 | 0 | 0 | 0 | 0
2 | 3 | C07 | 0 | 0 | 0 | 0 | 0 | 0 | 0 | 0 | 0 | 0 | 0
2 | 8 | E06 | 0 | 26.4 | 0 | 26.4 | 3.17 | 29.57 | 0 | 0 | 29.57 | 0 | 0
2 | 9 | C07 | 0 | 52.8 | 0 | 52.8 | 6.34 | 59.14 | 0 | 0 | 59.14 | 0 | 0
2 | 11 | C08 | 0 | 52.8 | 0 | 52.8 | 6.34 | 59.14 | 0 | 0 | 59.14 | 0 | 0
2 | 12 | C03 | 0 | 52.8 | 0 | 52.8 | 6.34 | 59.14 | 0 | 0 | 59.14 | 0 | 0
2 | 13 | C08 | 0 | 52.8 | 0 | 52.8 | 6.34 | 59.14 | 0 | 0 | 59.14 | 0 | 0
2 | 15 | L01 | 0 | 52.8 | 0 | 52.8 | 6.34 | 59.14 | 0 | 0 | 59.14 | 0 | 0
2 | 16 | L01 | 0 | 26.4 | 0 | 26.4 | 3.17 | 29.57 | 0 | 0 | 29.57 | 0 | 0
2 | 19 | R02 | 0 | 26.4 | 0 | 26.4 | 3.17 | 29.57 | 0 | 0 | 29.57 | 0 | 0
2 | 20 | C07 | 0 | 0 | 0 | 0 | 0 | 0 | 0 | 0 | 0 | 0 | 0
2 | 21 | C08 | 0 | 162 | 0 | 162 | 19.44 | 181.44 | 0 | 0 | 181.44 | 0 | 0
2 | 22 | C08 | 0 | 105.6 | 0 | 105.6 | 12.67 | 118.27 | 0 | 0 | 118.27 | 0 | 0
2 | 23 | C08 | 0 | 105.6 | 0 | 105.6 | 12.67 | 118.27 | 0 | 0 | 118.27 | 0 | 0
2 | 24 | C08 | 0 | 26.4 | 0 | 26.4 | 3.17 | 29.57 | 0 | 0 | 29.57 | 0 | 0
2 | 35 | C07 | 0 | 0 | 0 | 0 | 0 | 0 | 0 | 0 | 0 | 0 | 0
2 | 68 | C07 | 0 | 26.4 | 0 | 26.4 | 3.17 | 29.57 | 0 | 0 | 29.57 | 0 | 0
2 | 69 | C07 | 0 | 52.8 | 0 | 52.8 | 6.34 | 59.14 | 0 | 0 | 59.14 | 0 | 0
2 | 70 | E06 | 0 | 52.8 | 0 | 52.8 | 6.34 | 59.14 | 0 | 0 | 59.14 | 0 | 0
3 | 1 | R07 | 0 | 0 | 0 | 0 | 0 | 0 | 0 | 0 | 0 | 0 | 0
3 | 2 | C03 | 0 | 0 | 0 | 0 | 0 | 0 | 0 | 0 | 0 | 0 | 0
3 | 3 | C07 | 0 | 0 | 0 | 0 | 0 | 0 | 0 | 0 | 0 | 0 | 0
3 | 4 | C03 | 0 | 26.4 | 0 | 26.4 | 3.17 | 29.57 | 0 | 0 | 29.57 | 0 | 0
3 | 5 | E06 | 0 | 52.8 | 0 | 52.8 | 6.34 | 59.14 | 0 | 0 | 59.14 | 0 | 0
3 | 9 | C07 | 0 | 52.8 | 0 | 52.8 | 6.34 | 59.14 | 0 | 0 | 59.14 | 0 | 0
3 | 13 | C08 | 0 | 52.8 | 0 | 52.8 | 6.34 | 59.14 | 0 | 0 | 59.14 | 0 | 0
3 | 15 | C07 | 0 | 52.8 | 0 | 52.8 | 6.34 | 59.14 | 0 | 0 | 59.14 | 0 | 0
3 | 16 | L01 | 0 | 52.8 | 0 | 52.8 | 6.34 | 59.14 | 0 | 0 | 59.14 | 0 | 0
3 | 17 | L01 | 0 | 0 | 0 | 0 | 0 | 0 | 0 | 0 | 0 | 0 | 0
3 | 19 | R02 | 0 | 26.4 | 0 | 26.4 | 3.17 | 29.57 | 0 | 0 | 29.57 | 0 | 0
3 | 20 | C07 | 0 | 26.4 | 0 | 26.4 | 3.17 | 29.57 | 0 | 0 | 29.57 | 0 | 0
3 | 22 | C08 | 0 | 0 | 0 | 0 | 0 | 0 | 0 | 0 | 0 | 0 | 0
3 | 23 | C08 | 0 | 162 | 0 | 162 | 19.44 | 181.44 | 0 | 0 | 181.44 | 0 | 0
3 | 24 | C08 | 0 | 105.6 | 0 | 105.6 | 12.67 | 118.27 | 0 | 0 | 118.27 | 0 | 0
3 | 25 | C08 | 0 | 105.6 | 0 | 105.6 | 12.67 | 118.27 | 0 | 0 | 118.27 | 0 | 0
3 | 36 | C07 | 0 | 211.2 | 0 | 211.2 | 25.34 | 236.54 | 0 | 0 | 236.54 | 0 | 0
3 | 67 | E06 | 0 | 105.6 | 0 | 105.6 | 12.67 | 118.27 | 0 | 0 | 118.27 | 0 | 0
3 | 68 | C07 | 0 | 105.6 | 0 | 105.6 | 12.67 | 118.27 | 0 | 0 | 118.27 | 0 | 0
3 | 69 | C07 | 0 | 105.6 | 0 | 105.6 | 12.67 | 118.27 | 0 | 0 | 118.27 | 0 | 0
3 | 70 | E06 | 0 | 211.2 | 0 | 211.2 | 25.34 | 236.54 | 0 | 0 | 236.54 | 0 | 0
4 | 1 | R07 | 0 | 52.8 | 0 | 52.8 | 6.34 | 59.14 | 0 | 0 | 59.14 | 0 | 0
4 | 2 | C03 | 0 | 0 | 0 | 0 | 0 | 0 | 0 | 0 | 0 | 0 | 0
4 | 3 | C10 | 0 | 0 | 0 | 0 | 0 | 0 | 0 | 0 | 0 | 0 | 0
4 | 4 | R01 | 0 | 0 | 0 | 0 | 0 | 0 | 0 | 0 | 0 | 0 | 0
4 | 5 | R01 | 0 | 0 | 0 | 0 | 0 | 0 | 0 | 0 | 0 | 0 | 0
4 | 6 | R01 | 0 | 105.6 | 0 | 105.6 | 12.67 | 118.27 | 0 | 0 | 118.27 | 0 | 0
4 | 7 | R01 | 0 | 0 | 0 | 0 | 0 | 0 | 0 | 0 | 0 | 0 | 0
4 | 8 | C01 | 0 | 211.2 | 0 | 211.2 | 25.34 | 236.54 | 0 | 0 | 236.54 | 0 | 0
4 | 9 | C02 | 0 | 105.6 | 0 | 105.6 | 12.67 | 118.27 | 0 | 0 | 118.27 | 0 | 0
4 | 10 | E06 | 0 | 105.6 | 0 | 105.6 | 12.67 | 118.27 | 0 | 0 | 118.27 | 0 | 0
4 | 11 | C04 | 0 | 0 | 0 | 0 | 0 | 0 | 0 | 0 | 0 | 0 | 0
4 | 14 | L01 | 0 | 0 | 0 | 0 | 0 | 0 | 0 | 0 | 0 | 0 | 0
4 | 15 | L01 | 0 | 0 | 0 | 0 | 0 | 0 | 0 | 0 | 0 | 0 | 0
4 | 16A | R04 | 0 | 0 | 0 | 0 | 0 | 0 | 0 | 0 | 0 | 0 | 0
4 | 16B | R03 | 0 | 0 | 0 | 0 | 0 | 0 | 0 | 0 | 0 | 0 | 0
4 | 17 | R02 | 0 | 0 | 0 | 0 | 0 | 0 | 0 | 0 | 0 | 0 | 0
4 | 18 | C01 | 0 | 0 | 0 | 0 | 0 | 0 | 0 | 0 | 0 | 0 | 0
4 | 19A | R05 | 0 | 0 | 0 | 0 | 0 | 0 | 0 | 0 | 0 | 0 | 0
4 | 19B | R01 | 0 | 0 | 0 | 0 | 0 | 0 | 0 | 0 | 0 | 0 | 0
4 | 22 | C05 | 0 | 105.6 | 0 | 105.6 | 12.67 | 118.27 | 0 | 0 | 118.27 | 0 | 0
4 | 23 | WC03 | 0 | 0 | 0 | 0 | 0 | 0 | 0 | 0 | 0 | 0 | 0
4 | 24 | WC01 | 0 | 105.6 | 0 | 105.6 | 12.67 | 118.27 | 0 | 0 | 118.27 | 0 | 0
4 | 25 | WC01 | 0 | 0 | 0 | 0 | 0 | 0 | 0 | 0 | 0 | 0 | 0
4 | 26 | WC01 | 0 | 0 | 0 | 0 | 0 | 0 | 0 | 0 | 0 | 0 | 0
4 | 27 | R09 | 0 | 0 | 0 | 0 | 0 | 0 | 0 | 0 | 0 | 0 | 0
4 | 28 | WC01 | 0 | 0 | 0 | 0 | 0 | 0 | 0 | 0 | 0 | 0 | 0
4 | 29 | WC01 | 0 | 0 | 0 | 0 | 0 | 0 | 0 | 0 | 0 | 0 | 0
4 | 30 | WC01 | 0 | 0 | 0 | 0 | 0 | 0 | 0 | 0 | 0 | 0 | 0
4 | 31 | WC01 | 0 | 0 | 0 | 0 | 0 | 0 | 0 | 0 | 0 | 0 | 0
4 | 32 | C10 | 0 | 0 | 0 | 0 | 0 | 0 | 0 | 0 | 0 | 0 | 0
4 | 33 | R09 | 0 | 105.6 | 0 | 105.6 | 12.67 | 118.27 | 0 | 0 | 118.27 | 0 | 0
4 | 34 | C05 | 0 | 105.6 | 0 | 105.6 | 12.67 | 118.27 | 0 | 0 | 118.27 | 0 | 0
4 | 35 | WC05 | 0 | 105.6 | 0 | 105.6 | 12.67 | 118.27 | 0 | 0 | 118.27 | 0 | 0
4 | 36 | WC01 | 0 | 52.8 | 0 | 52.8 | 6.34 | 59.14 | 0 | 0 | 59.14 | 0 | 0
4 | 37 | WC01 | 0 | 211.2 | 0 | 211.2 | 25.34 | 236.54 | 0 | 0 | 236.54 | 0 | 0
4 | 38 | WC01 | 0 | 105.6 | 0 | 105.6 | 12.67 | 118.27 | 0 | 0 | 118.27 | 0 | 0
4 | 39 | WC01 | 0 | 52.8 | 0 | 52.8 | 6.34 | 59.14 | 0 | 0 | 59.14 | 0 | 0
4 | 40 | WC01 | 0 | 211.2 | 0 | 211.2 | 25.34 | 236.54 | 0 | 0 | 236.54 | 0 | 0
4 | 41 | WC01 | 0 | 105.6 | 0 | 105.6 | 12.67 | 118.27 | 0 | 0 | 118.27 | 0 | 0
4 | 42 | WC01 | 0 | 105.6 | 0 | 105.6 | 12.67 | 118.27 | 0 | 0 | 118.27 | 0 | 0
4 | 43A | R04 | 0 | 52.8 | 0 | 52.8 | 6.34 | 59.14 | 0 | 0 | 59.14 | 0 | 0
4 | 43B | R03 | 0 | 52.8 | 0 | 52.8 | 6.34 | 59.14 | 0 | 0 | 59.14 | 0 | 0
4 | 44 | R04 | 0 | 52.8 | 0 | 52.8 | 6.34 | 59.14 | 0 | 0 | 59.14 | 0 | 0
4 | 45A | R05 | 0 | 211.2 | 0 | 211.2 | 25.34 | 236.54 | 0 | 0 | 236.54 | 0 | 0
4 | 45B | R01 | 0 | 52.8 | 0 | 52.8 | 6.34 | 59.14 | 0 | 0 | 59.14 | 0 | 0
4 | 46 | R04 | 0 | 105.6 | 0 | 105.6 | 12.67 | 118.27 | 0 | 0 | 118.27 | 0 | 0
4 | 47 | R05 | 0 | 105.6 | 0 | 105.6 | 12.67 | 118.27 | 0 | 0 | 118.27 | 0 | 0
4 | 48 | R05 | 0 | 52.8 | 0 | 52.8 | 6.34 | 59.14 | 0 | 0 | 59.14 | 0 | 0
4 | 49 | R04 | 0 | 211.2 | 0 | 211.2 | 25.34 | 236.54 | 0 | 0 | 236.54 | 0 | 0
4 | 50 | R05 | 0 | 0 | 0 | 0 | 0 | 0 | 0 | 0 | 0 | 0 | 0
4 | 51 | R05 | 0 | 162 | 0 | 162 | 19.44 | 181.44 | 0 | 0 | 181.44 | 0 | 0
4 | 52A | R05 | 0 | 52.8 | 0 | 52.8 | 6.34 | 59.14 | 0 | 0 | 59.14 | 0 | 0
4 | 52B | R01 | 0 | 52.8 | 0 | 52.8 | 6.34 | 59.14 | 0 | 0 | 59.14 | 0 | 0
4 | 53A | R04 | 0 | 52.8 | 0 | 52.8 | 6.34 | 59.14 | 0 | 0 | 59.14 | 0 | 0
4 | 53B | R03 | 0 | 162 | 0 | 162 | 19.44 | 181.44 | 0 | 0 | 181.44 | 0 | 0
4 | 54 | R04 | 0 | 52.8 | 0 | 52.8 | 6.34 | 59.14 | 0 | 0 | 59.14 | 0 | 0
4 | 55 | R04 | 0 | 52.8 | 0 | 52.8 | 6.34 | 59.14 | 0 | 0 | 59.14 | 0 | 0
4 | 56 | R05 | 0 | 52.8 | 0 | 52.8 | 6.34 | 59.14 | 0 | 0 | 59.14 | 0 | 0
4 | 57 | R04 | 0 | 0 | 0 | 0 | 0 | 0 | 0 | 0 | 0 | 0 | 0
4 | 58 | R04 | 0 | 0 | 0 | 0 | 0 | 0 | 0 | 0 | 0 | 0 | 0
4 | 59 | R04 | 0 | 52.8 | 0 | 52.8 | 6.34 | 59.14 | 0 | 0 | 59.14 | 0 | 0
4 | 60 | R04 | 0 | 105.6 | 0 | 105.6 | 12.67 | 118.27 | 0 | 0 | 118.27 | 0 | 0
4 | 61 | R05 | 0 | 52.8 | 0 | 52.8 | 6.34 | 59.14 | 0 | 0 | 59.14 | 0 | 0
4 | 62 | WC01 | 0 | 52.8 | 0 | 52.8 | 6.34 | 59.14 | 0 | 0 | 59.14 | 0 | 0
4 | 63 | R07 | 0 | 0 | 0 | 0 | 0 | 0 | 0 | 0 | 0 | 0 | 0
4 | 64A | R04 | 0 | 52.8 | 0 | 52.8 | 6.34 | 59.14 | 0 | 0 | 59.14 | 0 | 0
4 | 64B | R03 | 0 | 52.8 | 0 | 52.8 | 6.34 | 59.14 | 0 | 0 | 59.14 | 0 | 0
4 | 65A | R04 | 0 | 0 | 0 | 0 | 0 | 0 | 0 | 0 | 0 | 0 | 0
4 | 65B | R03 | 0 | 52.8 | 0 | 52.8 | 6.34 | 59.14 | 0 | 0 | 59.14 | 0 | 0
4 | 66 | R04 | 0 | 52.8 | 0 | 52.8 | 6.34 | 59.14 | 0 | 0 | 59.14 | 0 | 0
4 | 67 | E06 | 0 | 0 | 0 | 0 | 0 | 0 | 0 | 0 | 0 | 0 | 0
5 | 1 | R07 | 0 | 0 | 0 | 0 | 0 | 0 | 0 | 0 | 0 | 0 | 0
5 | 2 | C02 | 0 | 0 | 0 | 0 | 0 | 0 | 0 | 0 | 0 | 0 | 0
5 | 3 | R03 | 0 | 105.6 | 0 | 105.6 | 12.67 | 118.27 | 0 | 0 | 118.27 | 0 | 0
5 | 4 | R03 | 0 | 52.8 | 0 | 52.8 | 6.34 | 59.14 | 0 | 0 | 59.14 | 0 | 0
5 | 5 | E04 | 0 | 0 | 0 | 0 | 0 | 0 | 0 | 0 | 0 | 0 | 0
5 | 6 | L02 | 0 | 105.6 | 0 | 105.6 | 12.67 | 118.27 | 0 | 0 | 118.27 | 0 | 0
5 | 7 | R03 | 0 | 105.6 | 0 | 105.6 | 12.67 | 118.27 | 0 | 0 | 118.27 | 0 | 0
5 | 8 | R01 | 0 | 52.8 | 0 | 52.8 | 6.34 | 59.14 | 0 | 0 | 59.14 | 0 | 0
5 | 9 | R03 | 0 | 105.6 | 0 | 105.6 | 12.67 | 118.27 | 0 | 0 | 118.27 | 0 | 0
5 | 10 | R03 | 0 | 105.6 | 0 | 105.6 | 12.67 | 118.27 | 0 | 0 | 118.27 | 0 | 0
5 | 11 | E06 | 0 | 52.8 | 0 | 52.8 | 6.34 | 59.14 | 0 | 0 | 59.14 | 0 | 0
5 | 12 | C02 | 0 | 52.8 | 0 | 52.8 | 6.34 | 59.14 | 0 | 0 | 59.14 | 0 | 0
5 | 13 | C02 | 0 | 52.8 | 0 | 52.8 | 6.34 | 59.14 | 0 | 0 | 59.14 | 0 | 0
5 | 14 | L01 | 0 | 52.8 | 0 | 52.8 | 6.34 | 59.14 | 0 | 0 | 59.14 | 0 | 0
5 | 15 | C02 | 0 | 52.8 | 0 | 52.8 | 6.34 | 59.14 | 0 | 0 | 59.14 | 0 | 0
5 | 16 | R03 | 0 | 52.8 | 0 | 52.8 | 6.34 | 59.14 | 0 | 0 | 59.14 | 0 | 0
5 | 17 | E04 | 0 | 52.8 | 0 | 52.8 | 6.34 | 59.14 | 0 | 0 | 59.14 | 0 | 0
5 | 18 | E06 | 0 | 105.6 | 0 | 105.6 | 12.67 | 118.27 | 0 | 0 | 118.27 | 0 | 0
5 | 19 | E04 | 0 | 52.8 | 0 | 52.8 | 6.34 | 59.14 | 0 | 0 | 59.14 | 0 | 0
5 | 20 | R01 | 0 | 52.8 | 0 | 52.8 | 6.34 | 59.14 | 0 | 0 | 59.14 | 0 | 0
5 | 21 | R03 | 0 | 105.6 | 0 | 105.6 | 12.67 | 118.27 | 0 | 0 | 118.27 | 0 | 0
5 | 22 | E04 | 0 | 324 | 0 | 324 | 38.88 | 362.88 | 0 | 0 | 362.88 | 0 | 0
5 | 23 | R01 | 0 | 52.8 | 0 | 52.8 | 6.34 | 59.14 | 0 | 0 | 59.14 | 0 | 0
5 | 24 | R01 | 0 | 52.8 | 0 | 52.8 | 6.34 | 59.14 | 0 | 0 | 59.14 | 0 | 0
5 | 25 | A01 | 0 | 52.8 | 0 | 52.8 | 6.34 | 59.14 | 0 | 0 | 59.14 | 0 | 0
5 | 26 | A04 | 0 | 105.6 | 0 | 105.6 | 12.67 | 118.27 | 0 | 0 | 118.27 | 0 | 0
5 | 27 | A04 | 0 | 52.8 | 0 | 52.8 | 6.34 | 59.14 | 0 | 0 | 59.14 | 0 | 0
5 | 28 | A02 | 0 | 52.8 | 0 | 52.8 | 6.34 | 59.14 | 0 | 0 | 59.14 | 0 | 0
5 | 29 | A02 | 0 | 52.8 | 0 | 52.8 | 6.34 | 59.14 | 0 | 0 | 59.14 | 0 | 0
5 | 30 | A02 | 0 | 105.6 | 0 | 105.6 | 12.67 | 118.27 | 0 | 0 | 118.27 | 0 | 0
5 | 31 | A02 | 0 | 52.8 | 0 | 52.8 | 6.34 | 59.14 | 0 | 0 | 59.14 | 0 | 0
5 | 32 | A02 | 0 | 52.8 | 0 | 52.8 | 6.34 | 59.14 | 0 | 0 | 59.14 | 0 | 0
5 | 33 | A01 | 0 | 52.8 | 0 | 52.8 | 6.34 | 59.14 | 0 | 0 | 59.14 | 0 | 0
5 | 34 | A02 | 0 | 52.8 | 0 | 52.8 | 6.34 | 59.14 | 0 | 0 | 59.14 | 0 | 0
5 | 35 | A04 | 0 | 324 | 0 | 324 | 38.88 | 362.88 | 0 | 0 | 362.88 | 0 | 0
5 | 36 | A02 | 0 | 52.8 | 0 | 52.8 | 6.34 | 59.14 | 0 | 0 | 59.14 | 0 | 0
5 | 37 | A01 | 0 | 52.8 | 0 | 52.8 | 6.34 | 59.14 | 0 | 0 | 59.14 | 0 | 0
5 | 38 | A04 | 0 | 52.8 | 0 | 52.8 | 6.34 | 59.14 | 0 | 0 | 59.14 | 0 | 0
5 | 39 | A03 | 0 | 52.8 | 0 | 52.8 | 6.34 | 59.14 | 0 | 0 | 59.14 | 0 | 0
5 | 40 | A02 | 0 | 52.8 | 0 | 52.8 | 6.34 | 59.14 | 0 | 0 | 59.14 | 0 | 0
5 | 41 | A01 | 0 | 52.8 | 0 | 52.8 | 6.34 | 59.14 | 0 | 0 | 59.14 | 0 | 0
5 | 42 | A02 | 0 | 105.6 | 0 | 105.6 | 12.67 | 118.27 | 0 | 0 | 118.27 | 0 | 0
5 | 43 | A04 | 0 | 52.8 | 0 | 52.8 | 6.34 | 59.14 | 0 | 0 | 59.14 | 0 | 0
5 | 44 | A02 | 0 | 52.8 | 0 | 52.8 | 6.34 | 59.14 | 0 | 0 | 59.14 | 0 | 0
5 | 45 | A01 | 0 | 105.6 | 0 | 105.6 | 12.67 | 118.27 | 0 | 0 | 118.27 | 0 | 0
5 | 46 | A02 | 0 | 324 | 0 | 324 | 38.88 | 362.88 | 0 | 0 | 362.88 | 0 | 0
5 | 47 | A04 | 0 | 52.8 | 0 | 52.8 | 6.34 | 59.14 | 0 | 0 | 59.14 | 0 | 0
5 | 48 | A02 | 0 | 52.8 | 0 | 52.8 | 6.34 | 59.14 | 0 | 0 | 59.14 | 0 | 0
5 | 49 | A02 | 0 | 52.8 | 0 | 52.8 | 6.34 | 59.14 | 0 | 0 | 59.14 | 0 | 0
5 | 50 | A02 | 0 | 52.8 | 0 | 52.8 | 6.34 | 59.14 | 0 | 0 | 59.14 | 0 | 0
5 | 51 | A02 | 0 | 105.6 | 0 | 105.6 | 12.67 | 118.27 | 0 | 0 | 118.27 | 0 | 0
5 | 52 | A03 | 0 | 324 | 0 | 324 | 38.88 | 362.88 | 0 | 0 | 362.88 | 0 | 0
5 | 53 | A01 | 0 | 52.8 | 0 | 52.8 | 6.34 | 59.14 | 0 | 0 | 59.14 | 0 | 0
5 | 54 | A02 | 0 | 324 | 0 | 324 | 38.88 | 362.88 | 0 | 0 | 362.88 | 0 | 0
5 | 55 | A02 | 0 | 52.8 | 0 | 52.8 | 6.34 | 59.14 | 0 | 0 | 59.14 | 0 | 0
5 | 56 | A02 | 0 | 52.8 | 0 | 52.8 | 6.34 | 59.14 | 0 | 0 | 59.14 | 0 | 0
5 | 57 | A01 | 0 | 52.8 | 0 | 52.8 | 6.34 | 59.14 | 0 | 0 | 59.14 | 0 | 0
5 | 58 | A02 | 0 | 52.8 | 0 | 52.8 | 6.34 | 59.14 | 0 | 0 | 59.14 | 0 | 0
5 | 59 | A04 | 0 | 105.6 | 0 | 105.6 | 12.67 | 118.27 | 0 | 0 | 118.27 | 0 | 0
5 | 60 | A02 | 0 | 52.8 | 0 | 52.8 | 6.34 | 59.14 | 0 | 0 | 59.14 | 0 | 0
5 | 62 | A01 | 0 | 52.8 | 0 | 52.8 | 6.34 | 59.14 | 0 | 0 | 59.14 | 0 | 0
5 | 63 | A04 | 0 | 52.8 | 0 | 52.8 | 6.34 | 59.14 | 0 | 0 | 59.14 | 0 | 0
5 | 64 | A03 | 0 | 52.8 | 0 | 52.8 | 6.34 | 59.14 | 0 | 0 | 59.14 | 0 | 0
5 | 65 | A02 | 0 | 52.8 | 0 | 52.8 | 6.34 | 59.14 | 0 | 0 | 59.14 | 0 | 0
5 | 66 | A02 | 0 | 324 | 0 | 324 | 38.88 | 362.88 | 0 | 0 | 362.88 | 0 | 0
5 | 67 | A01 | 0 | 105.6 | 0 | 105.6 | 12.67 | 118.27 | 0 | 0 | 118.27 | 0 | 0
5 | 68 | A02 | 0 | 52.8 | 0 | 52.8 | 6.34 | 59.14 | 0 | 0 | 59.14 | 0 | 0
5 | 69 | A04 | 0 | 52.8 | 0 | 52.8 | 6.34 | 59.14 | 0 | 0 | 59.14 | 0 | 0
5 | 70 | A03 | 0 | 52.8 | 0 | 52.8 | 6.34 | 59.14 | 0 | 0 | 59.14 | 0 | 0
5 | 71 | A02 | 0 | 324 | 0 | 324 | 38.88 | 362.88 | 0 | 0 | 362.88 | 0 | 0
5 | 72 | A03 | 0 | 52.8 | 0 | 52.8 | 6.34 | 59.14 | 0 | 0 | 59.14 | 0 | 0
5 | 73 | A02 | 0 | 52.8 | 0 | 52.8 | 6.34 | 59.14 | 0 | 0 | 59.14 | 0 | 0
5 | 74 | A01 | 0 | 105.6 | 0 | 105.6 | 12.67 | 118.27 | 0 | 0 | 118.27 | 0 | 0
5 | 75 | A02 | 0 | 52.8 | 0 | 52.8 | 6.34 | 59.14 | 0 | 0 | 59.14 | 0 | 0
5 | 76 | A02 | 0 | 52.8 | 0 | 52.8 | 6.34 | 59.14 | 0 | 0 | 59.14 | 0 | 0
5 | 77 | A04 | 0 | 105.6 | 0 | 105.6 | 12.67 | 118.27 | 0 | 0 | 118.27 | 0 | 0
5 | 78 | A01 | 0 | 52.8 | 0 | 52.8 | 6.34 | 59.14 | 0 | 0 | 59.14 | 0 | 0
5 | 79 | A02 | 0 | 52.8 | 0 | 52.8 | 6.34 | 59.14 | 0 | 0 | 59.14 | 0 | 0
5 | 80 | A02 | 0 | 105.6 | 0 | 105.6 | 12.67 | 118.27 | 0 | 0 | 118.27 | 0 | 0
5 | 81 | A02 | 0 | 52.8 | 0 | 52.8 | 6.34 | 59.14 | 0 | 0 | 59.14 | 0 | 0
5 | 82 | A02 | 0 | 52.8 | 0 | 52.8 | 6.34 | 59.14 | 0 | 0 | 59.14 | 0 | 0
5 | 83 | A03 | 0 | 52.8 | 0 | 52.8 | 6.34 | 59.14 | 0 | 0 | 59.14 | 0 | 0
5 | 84 | A04 | 0 | 52.8 | 0 | 52.8 | 6.34 | 59.14 | 0 | 0 | 59.14 | 0 | 0
5 | 85 | A01 | 0 | 52.8 | 0 | 52.8 | 6.34 | 59.14 | 0 | 0 | 59.14 | 0 | 0
5 | 86 | A02 | 0 | 105.6 | 0 | 105.6 | 12.67 | 118.27 | 0 | 0 | 118.27 | 0 | 0
5 | 87 | A02 | 0 | 52.8 | 0 | 52.8 | 6.34 | 59.14 | 0 | 0 | 59.14 | 0 | 0
5 | 88 | A03 | 0 | 52.8 | 0 | 52.8 | 6.34 | 59.14 | 0 | 0 | 59.14 | 0 | 0
5 | 89 | A02 | 0 | 52.8 | 0 | 52.8 | 6.34 | 59.14 | 0 | 0 | 59.14 | 0 | 0
5 | 90 | A02 | 0 | 52.8 | 0 | 52.8 | 6.34 | 59.14 | 0 | 0 | 59.14 | 0 | 0
5 | 91 | A04 | 0 | 0 | 0 | 0 | 0 | 0 | 0 | 0 | 0 | 0 | 0
5 | 92 | A01 | 0 | 52.8 | 0 | 52.8 | 6.34 | 59.14 | 0 | 0 | 59.14 | 0 | 0
5 | 93 | A02 | 0 | 105.6 | 0 | 105.6 | 12.67 | 118.27 | 0 | 0 | 118.27 | 0 | 0
5 | 94 | A04 | 0 | 26.4 | 0 | 26.4 | 3.17 | 29.57 | 0 | 0 | 29.57 | 0 | 0
5 | 95 | A02 | 0 | 26.4 | 0 | 26.4 | 3.17 | 29.57 | 0 | 0 | 29.57 | 0 | 0
5 | 96 | A01 | 0 | 26.4 | 0 | 26.4 | 3.17 | 29.57 | 0 | 0 | 29.57 | 0 | 0
5 | 97 | A04 | 0 | 26.4 | 0 | 26.4 | 3.17 | 29.57 | 0 | 0 | 29.57 | 0 | 0
5 | 98 | A02 | 0 | 26.4 | 0 | 26.4 | 3.17 | 29.57 | 0 | 0 | 29.57 | 0 | 0
5 | 99 | A02 | 0 | 26.4 | 0 | 26.4 | 3.17 | 29.57 | 0 | 0 | 29.57 | 0 | 0
5 | 100 | A02 | 0 | 26.4 | 0 | 26.4 | 3.17 | 29.57 | 0 | 0 | 29.57 | 0 | 0
5 | 101 | A02 | 0 | 26.4 | 0 | 26.4 | 3.17 | 29.57 | 0 | 0 | 29.57 | 0 | 0
5 | 102 | A01 | 0 | 26.4 | 0 | 26.4 | 3.17 | 29.57 | 0 | 0 | 29.57 | 0 | 0
5 | 103 | A04 | 0 | 26.4 | 0 | 26.4 | 3.17 | 29.57 | 0 | 0 | 29.57 | 0 | 0
5 | 104 | A02 | 0 | 26.4 | 0 | 26.4 | 3.17 | 29.57 | 0 | 0 | 29.57 | 0 | 0
5 | 105 | A02 | 0 | 26.4 | 0 | 26.4 | 3.17 | 29.57 | 0 | 0 | 29.57 | 0 | 0
5 | 106 | A02 | 0 | 26.4 | 0 | 26.4 | 3.17 | 29.57 | 0 | 0 | 29.57 | 0 | 0
5 | 107 | A02 | 0 | 26.4 | 0 | 26.4 | 3.17 | 29.57 | 0 | 0 | 29.57 | 0 | 0
5 | 108 | A06 | 0 | 26.4 | 0 | 26.4 | 3.17 | 29.57 | 0 | 0 | 29.57 | 0 | 0
5 | 109 | A02 | 0 | 26.4 | 0 | 26.4 | 3.17 | 29.57 | 0 | 0 | 29.57 | 0 | 0
5 | 110 | R01 | 0 | 26.4 | 0 | 26.4 | 3.17 | 29.57 | 0 | 0 | 29.57 | 0 | 0
5 | 111 | A05 | 0 | 26.4 | 0 | 26.4 | 3.17 | 29.57 | 0 | 0 | 29.57 | 0 | 0
5 | 112 | A05 | 0 | 26.4 | 0 | 26.4 | 3.17 | 29.57 | 0 | 0 | 29.57 | 0 | 0
5 | 113 | A05 | 0 | 26.4 | 0 | 26.4 | 3.17 | 29.57 | 0 | 0 | 29.57 | 0 | 0
5 | 114 | A05 | 0 | 26.4 | 0 | 26.4 | 3.17 | 29.57 | 0 | 0 | 29.57 | 0 | 0
5 | 115 | A05 | 0 | 0 | 0 | 0 | 0 | 0 | 0 | 0 | 0 | 0 | 0
5 | 116 | A05 | 0 | 105.6 | 0 | 105.6 | 12.67 | 118.27 | 0 | 0 | 118.27 | 0 | 0
5 | 117 | A05 | 0 | 105.6 | 0 | 105.6 | 12.67 | 118.27 | 0 | 0 | 118.27 | 0 | 0
5 | 118 | A05 | 0 | 0 | 0 | 0 | 0 | 0 | 0 | 0 | 0 | 0 | 0
5 | 119 | A05 | 0 | 0 | 0 | 0 | 0 | 0 | 0 | 0 | 0 | 0 | 0
5 | 120 | A05 | 0 | 0 | 0 | 0 | 0 | 0 | 0 | 0 | 0 | 0 | 0
5 | 121 | A05 | 0 | 0 | 0 | 0 | 0 | 0 | 0 | 0 | 0 | 0 | 0
5 | 122 | A05 | 0 | 0 | 0 | 0 | 0 | 0 | 0 | 0 | 0 | 0 | 0
5 | 123 | A05 | 0 | 0 | 0 | 0 | 0 | 0 | 0 | 0 | 0 | 0 | 0
5 | 124 | A05 | 0 | 0 | 0 | 0 | 0 | 0 | 0 | 0 | 0 | 0 | 0
5 | 125 | A05 | 0 | 0 | 0 | 0 | 0 | 0 | 0 | 0 | 0 | 0 | 0
5 | 126 | A05 | 0 | 0 | 0 | 0 | 0 | 0 | 0 | 0 | 0 | 0 | 0
5 | 127 | A05 | 0 | 0 | 0 | 0 | 0 | 0 | 0 | 0 | 0 | 0 | 0
5 | 128 | A05 | 0 | 0 | 0 | 0 | 0 | 0 | 0 | 0 | 0 | 0 | 0
5 | 129 | A05 | 0 | 0 | 0 | 0 | 0 | 0 | 0 | 0 | 0 | 0 | 0
5 | 130 | A05 | 0 | 0 | 0 | 0 | 0 | 0 | 0 | 0 | 0 | 0 | 0
5 | 131 | A05 | 0 | 0 | 0 | 0 | 0 | 0 | 0 | 0 | 0 | 0 | 0
5 | 132 | R02 | 0 | 0 | 0 | 0 | 0 | 0 | 0 | 0 | 0 | 0 | 0
5 | 133 | R01 | 0 | 0 | 0 | 0 | 0 | 0 | 0 | 0 | 0 | 0 | 0
5 | 134 | R01 | 0 | 0 | 0 | 0 | 0 | 0 | 0 | 0 | 0 | 0 | 0
5 | 135 | E06 | 0 | 0 | 0 | 0 | 0 | 0 | 0 | 0 | 0 | 0 | 0
05LL | 1 | R10 | 0 | 0 | 0 | 0 | 0 | 0 | 0 | 0 | 0 | 0 | 0
05LL | 2 | R10 | 0 | 0 | 0 | 0 | 0 | 0 | 0 | 0 | 0 | 0 | 0
05LL | 3 | R10 | 0 | 0 | 0 | 0 | 0 | 0 | 0 | 0 | 0 | 0 | 0
05LL | 4 | R10 | 0 | 0 | 0 | 0 | 0 | 0 | 0 | 0 | 0 | 0 | 0
05LL | 5 | R10 | 0 | 0 | 0 | 0 | 0 | 0 | 0 | 0 | 0 | 0 | 0
05LL | 6 | R10 | 0 | 0 | 0 | 0 | 0 | 0 | 0 | 0 | 0 | 0 | 0
05LL | 7 | R10 | 0 | 0 | 0 | 0 | 0 | 0 | 0 | 0 | 0 | 0 | 0
05LL | 8 | R10 | 0 | 0 | 0 | 0 | 0 | 0 | 0 | 0 | 0 | 0 | 0
05LL | 9 | R10 | 0 | 0 | 0 | 0 | 0 | 0 | 0 | 0 | 0 | 0 | 0
05LL | 10 | R10 | 0 | 0 | 0 | 0 | 0 | 0 | 0 | 0 | 0 | 0 | 0
05LL | 11 | R10 | 0 | 0 | 0 | 0 | 0 | 0 | 0 | 0 | 0 | 0 | 0
05LL | 12 | R10 | 0 | 0 | 0 | 0 | 0 | 0 | 0 | 0 | 0 | 0 | 0
05LL | 13 | R10 | 0 | 0 | 0 | 0 | 0 | 0 | 0 | 0 | 0 | 0 | 0
05LL | 14 | R10 | 0 | 0 | 0 | 0 | 0 | 0 | 0 | 0 | 0 | 0 | 0
05LL | 15 | R10 | 0 | 52.8 | 0 | 52.8 | 6.34 | 59.14 | 0 | 0 | 59.14 | 0 | 0
05LL | 16 | R10 | 0 | 52.8 | 0 | 52.8 | 6.34 | 59.14 | 0 | 0 | 59.14 | 0 | 0
05LL | 17 | R10 | 0 | 52.8 | 0 | 52.8 | 6.34 | 59.14 | 0 | 0 | 59.14 | 0 | 0
05LL | 18 | R10 | 0 | 0 | 0 | 0 | 0 | 0 | 0 | 0 | 0 | 0 | 0
05LL | 19 | R10 | 0 | 162 | 0 | 162 | 19.44 | 181.44 | 0 | 0 | 181.44 | 0 | 0
05LL | 20 | R10 | 0 | 162 | 0 | 162 | 19.44 | 181.44 | 0 | 0 | 181.44 | 0 | 0
05LL | 21 | R10 | 0 | 0 | 0 | 0 | 0 | 0 | 0 | 0 | 0 | 0 | 0
05LL | 22 | R10 | 0 | 162 | 0 | 162 | 19.44 | 181.44 | 0 | 0 | 181.44 | 0 | 0
05LL | 23 | R10 | 0 | 52.8 | 0 | 52.8 | 6.34 | 59.14 | 0 | 0 | 59.14 | 0 | 0
05LL | 24 | R10 | 0 | 105.6 | 0 | 105.6 | 12.67 | 118.27 | 0 | 0 | 118.27 | 0 | 0
05LL | 25 | R10 | 0 | 0 | 0 | 0 | 0 | 0 | 0 | 0 | 0 | 0 | 0
05LL | 26 | R10 | 0 | 0 | 0 | 0 | 0 | 0 | 0 | 0 | 0 | 0 | 0
05LL | 27 | R10 | 0 | 0 | 0 | 0 | 0 | 0 | 0 | 0 | 0 | 0 | 0
05LL | 28 | R10 | 0 | 0 | 0 | 0 | 0 | 0 | 0 | 0 | 0 | 0 | 0
05LL | 29 | R10 | 0 | 0 | 0 | 0 | 0 | 0 | 0 | 0 | 0 | 0 | 0
6 | 1 | E06 | 0 | 52.8 | 0 | 52.8 | 6.34 | 59.14 | 0 | 0 | 59.14 | 0 | 0
6 | 2 | E06 | 0 | 52.8 | 0 | 52.8 | 6.34 | 59.14 | 0 | 0 | 59.14 | 0 | 0
6 | 3 | E06 | 0 | 52.8 | 0 | 52.8 | 6.34 | 59.14 | 0 | 0 | 59.14 | 0 | 0
6 | 6 | C02 | 0 | 52.8 | 0 | 52.8 | 6.34 | 59.14 | 0 | 0 | 59.14 | 0 | 0
6 | 7 | C02 | 0 | 26.4 | 0 | 26.4 | 3.17 | 29.57 | 0 | 0 | 29.57 | 0 | 0
6 | 8 | C02 | 0 | 52.8 | 0 | 52.8 | 6.34 | 59.14 | 0 | 0 | 59.14 | 0 | 0
6 | 9 | R02 | 0 | 26.4 | 0 | 26.4 | 3.17 | 29.57 | 0 | 0 | 29.57 | 0 | 0
6 | 10 | R08 | 0 | 52.8 | 0 | 52.8 | 6.34 | 59.14 | 0 | 0 | 59.14 | 0 | 0
6 | 11 | R08 | 0 | 52.8 | 0 | 52.8 | 6.34 | 59.14 | 0 | 0 | 59.14 | 0 | 0
6 | 12 | L01 | 0 | 105.6 | 0 | 105.6 | 12.67 | 118.27 | 0 | 0 | 118.27 | 0 | 0
6 | 13 | R01 | 0 | 26.4 | 0 | 26.4 | 3.17 | 29.57 | 0 | 0 | 29.57 | 0 | 0
6 | 14 | C06 | 0 | 211.2 | 0 | 211.2 | 25.34 | 236.54 | 0 | 0 | 236.54 | 0 | 0
6 | 15 | R01 | 0 | 0 | 0 | 0 | 0 | 0 | 0 | 0 | 0 | 0 | 0
6 | 17 | E08 | 0 | 52.8 | 0 | 52.8 | 6.34 | 59.14 | 0 | 0 | 59.14 | 0 | 0
6 | 18 | C04 | 0 | 0 | 0 | 0 | 0 | 0 | 0 | 0 | 0 | 0 | 0
6 | 19 | E06 | 0 | 52.8 | 0 | 52.8 | 6.34 | 59.14 | 0 | 0 | 59.14 | 0 | 0
6 | 20 | E06 | 0 | 52.8 | 0 | 52.8 | 6.34 | 59.14 | 0 | 0 | 59.14 | 0 | 0
6 | 21 | E06 | 0 | 0 | 0 | 0 | 0 | 0 | 0 | 0 | 0 | 0 | 0
B1 | 1 | C08 | 0 | 0 | 0 | 0 | 0 | 0 | 0 | 0 | 0 | 0 | 0
B1 | 2 | C08 | 0 | 0 | 0 | 0 | 0 | 0 | 0 | 0 | 0 | 0 | 0
B1 | 3 | C08 | 0 | 0 | 0 | 0 | 0 | 0 | 0 | 0 | 0 | 0 | 0
B1 | 4 | C08 | 0 | 0 | 0 | 0 | 0 | 0 | 0 | 0 | 0 | 0 | 0
B2 | 1 | C07 | 0 | 0 | 0 | 0 | 0 | 0 | 0 | 0 | 0 | 0 | 0
B2 | 2 | C08 | 0 | 26.4 | 0 | 26.4 | 3.17 | 29.57 | 0 | 0 | 29.57 | 0 | 0
B2 | 3 | C07 | 0 | 52.8 | 0 | 52.8 | 6.34 | 59.14 | 0 | 0 | 59.14 | 0 | 0
B2 | 4 | C08 | 0 | 26.4 | 0 | 26.4 | 3.17 | 29.57 | 0 | 0 | 29.57 | 0 | 0
B2 | 5 | C08 | 0 | 26.4 | 0 | 26.4 | 3.17 | 29.57 | 0 | 0 | 29.57 | 0 | 0
B2 | 6 | C08 | 0 | 26.4 | 0 | 26.4 | 3.17 | 29.57 | 0 | 0 | 29.57 | 0 | 0
B2 | 7 | C07 | 0 | 26.4 | 0 | 26.4 | 3.17 | 29.57 | 0 | 0 | 29.57 | 0 | 0
B2 | 8 | C06 | 0 | 26.4 | 0 | 26.4 | 3.17 | 29.57 | 0 | 0 | 29.57 | 0 | 0
B2 | 9 | C07 | 0 | 26.4 | 0 | 26.4 | 3.17 | 29.57 | 0 | 0 | 29.57 | 0 | 0
B2 | 12 | C08 | 0 | 26.4 | 0 | 26.4 | 3.17 | 29.57 | 0 | 0 | 29.57 | 0 | 0
B2 | 13 | C08 | 0 | 52.8 | 0 | 52.8 | 6.34 | 59.14 | 0 | 0 | 59.14 | 0 | 0
B2 | 14 | C08 | 0 | 52.8 | 0 | 52.8 | 6.34 | 59.14 | 0 | 0 | 59.14 | 0 | 0
B2 | 15 | C08 | 0 | 52.8 | 0 | 52.8 | 6.34 | 59.14 | 0 | 0 | 59.14 | 0 | 0
B2 | 16 | WC02 | 0 | 52.8 | 0 | 52.8 | 6.34 | 59.14 | 0 | 0 | 59.14 | 0 | 0
B2 | 17 | WC02 | 0 | 52.8 | 0 | 52.8 | 6.34 | 59.14 | 0 | 0 | 59.14 | 0 | 0
B2 | 18 | WC02 | 0 | 52.8 | 0 | 52.8 | 6.34 | 59.14 | 0 | 0 | 59.14 | 0 | 0
B2 | 19 | WC02 | 0 | 52.8 | 0 | 52.8 | 6.34 | 59.14 | 0 | 0 | 59.14 | 0 | 0
B2 | 20 | WC02 | 0 | 52.8 | 0 | 52.8 | 6.34 | 59.14 | 0 | 0 | 59.14 | 0 | 0
B2 | 21 | WC02 | 0 | 52.8 | 0 | 52.8 | 6.34 | 59.14 | 0 | 0 | 59.14 | 0 | 0
B2 | 22 | C07 | 0 | 52.8 | 0 | 52.8 | 6.34 | 59.14 | 0 | 0 | 59.14 | 0 | 0
B2 | 30 | C08 | 0 | 52.8 | 0 | 52.8 | 6.34 | 59.14 | 0 | 0 | 59.14 | 0 | 0
B2 | 31 | C07 | 0 | 52.8 | 0 | 52.8 | 6.34 | 59.14 | 0 | 0 | 59.14 | 0 | 0
B2 | 32 | C07 | 0 | 52.8 | 0 | 52.8 | 6.34 | 59.14 | 0 | 0 | 59.14 | 0 | 0
B2 | 33 | C07 | 0 | 52.8 | 0 | 52.8 | 6.34 | 59.14 | 0 | 0 | 59.14 | 0 | 0
B2 | 34 | C07 | 0 | 52.8 | 0 | 52.8 | 6.34 | 59.14 | 0 | 0 | 59.14 | 0 | 0
B2 | 35 | C07 | 0 | 52.8 | 0 | 52.8 | 6.34 | 59.14 | 0 | 0 | 59.14 | 0 | 0
B2 | 36 | C07 | 0 | 52.8 | 0 | 52.8 | 6.34 | 59.14 | 0 | 0 | 59.14 | 0 | 0
B2 | 37 | C07 | 0 | 52.8 | 0 | 52.8 | 6.34 | 59.14 | 0 | 0 | 59.14 | 0 | 0
B2 | 38 | C08 | 0 | 52.8 | 0 | 52.8 | 6.34 | 59.14 | 0 | 0 | 59.14 | 0 | 0
B2 | 39 | C08 | 0 | 52.8 | 0 | 52.8 | 6.34 | 59.14 | 0 | 0 | 59.14 | 0 | 0
0
| IRONMONGERY |  | 1 | 17899.66 | 74117.9 | 92017.56 | 11042.11 | 103059.67 | 0 | 0 | 103059.67 | 103059.67
103059.67

## JMS
1076_sD-100 - DOOR SCHEDULE
Job Name | 72 Broadwick Street |  |  |  |  | Job No. | 1076
Date |  | Revision |  | Reason for Issue |  | Notes
12/11/2018 24/05/2019 20/06/2019 05/07/2019 29/07/2019 06/08/2019 19/09/2019 16/12/2019 24/01/2020 08/06/2020 |  | P1 P2 T1 T2 T3 T4 T5 C1 C2 C3 |  | Stage 3 Issue Preliminary Issue Stage 2 tender Stage 2 tender addendum Updated to some leaf finishes and structural openings Updates to some structural openings General updates Issued for Construction Door 01-29 added Doors 00-25 & 03-70 & 4th floor updated, ground floor doors added |  | Refer to NBS L20 and P21 and BGY Series sD drawings and BGY - T-sheet Revisions since last issue indicated in bold red text * Clear opening as measured in accordance with approved document B2, diagram C2
TAKE DIMENSIONS ON SITE TO CONFIRM ALL EXISTING OPENING SIZES
DOOR FLOOR | DOOR NUMBER | DOOR TYPE |  | LOCATION | STRUCTURAL OPENING W x H (mm) | MIN. CLEAR OPENING (required to one door)* | VISION PANEL | DOUBLE (D) OR SINGLE (S) | LEAF FINISH | KICKPLATE | FRAME FINISH | PARTITION DEPTH (mm Inc. finishes but not joinery overcladding) | ACCOUSTIC RATING (min sound reduction index dB R) | FIRE RATING | DOOR CLOSER | MANUAL LOCKING | ACCESS CONTROL | SECURITY | Signage | Ironmongery finish | OTHER REQUIREMENTS | IRONMONGERY SET
0 | 1 | Existing |  | External | existing 1500 x 2122 |  | N | D | [5 empty] | Existing | N/A
0 | 4 | Existing |  | External | Existing | [8 empty] | FD60S | N/A
0 | 5 | Existing |  | External | Existing | [8 empty] | FD60S | N/A
0 | 7 | Existing |  | External | Existing |  |  | S
0 | 8 | DRS | R08 | Riser | 1610 x 2470 (30mm from FFL) | N/A | N | D | Plasterboard | None | Concealed metal | 119mm | N/A | FD60 | N/A | Eurocylinder | None |  | Fire door keep locked' lollipop to leading edge | Powder Coated to Match Reception Plasterwork
0 | 9 | DRS | C11 | Office Reception | 1010 x 2500 | 850 | N | S | Primed mdf recpetion side, painted timber stair side | None | Painted timber | Existing + lining | N/A | FD60S | Surface mounted Stair side | Eurocyclinder | Maglock with card Reader both sides |  | Fire door keep shut' lollipop to leading edge | Powder Coated to Match Reception Plasterwork
0 | 10 | DRS | E06 | Service Yard | 1010x2100 | 850 | Y | S | Metal wrapped timber | None | Metal wrapped timber PPC Finish | N/A | N/A | FD30S | Surface mounted | Eurocylinder, push to exit internally. UKPN Override key | Maglock with card Reader |  | Fire door keep shut' lollipop to leading edge | Satin Stainless Steel
0 | 13 | Existing |  | Retail
0 | 14 | Existing |  | Retail
0 | 15 | DRS | C07 | Corridor | 910 x 2100 | 825 | N | S | Painted timber | Yes | Painted timber | N/A | N/A | FD30S | Surface mounted | Eurocylinder Thumb turn restaurant side | None |  | Fire door keep shut' lollipop to leading edge | Satin Stainless Steel
0 | 16 | DRS | C08 | Corridor | OMITTED | N/A | N | D | Painted timber | Yes | Painted timber | N/A | N/A | N/A | None | Eurocylinder | None |  | Fire door keep locked' | Satin Stainless Steel
0 | 17 | DRS | E07 | Corridor | 1340 x 2361 - height to brick dim | 1250 to both doors | N | D | Metal wrapped timber Checkerplate WF-07 | None | Metal wrapped timber PPC Finish | N/A | N/A | FD60S | Surface mounted | Digilock Push to exit overide | None |  | Fire door keep shut lollipop to leading edge | Satin Stainless Steel
0 | 18 | DRS | E07 | Refuse | 2240 x 2251 - height to brick dim | N/A | N | D | Metal wrapped timber w/ Checkerplate WF-07 | None | Metal wrapped timber PPC Finish | N/A | N/A | FD30S | None | Digilock | None |  | Fire door keep locked' to service yard side. 'Caution: be aware of moving veichles when exiting' to store side | Satin Stainless Steel
0 | 19 | DRS | E07 | Refuse | 2240 x 2101 - height to brick dim | N/A | N | D | Metal wrapped timber w/ Checkerplate WF-07 | None | Metal wrapped timber PPC Finish | N/A | N/A | FD30S | None | Digilock | None |  | Fire door keep locked' to service yard side. 'Caution: be aware of moving veichles when exiting' to store side | Satin Stainless Steel
0 | 20 | DRS | E07 | Electric Room | 1375 x 2204 EXISTING SITE DIM | N/A | N | D | Metal wrapped timber w/ Checkerplate WF-07 | None | Metal wrapped timber PPC Finish | Existing | N/A | FD60S | None | Digilock | None |  | Fire door keep locked' to service yard side. 'Caution: be aware of moving veichles when exiting' to store side | Satin Stainless Steel | Fire rated grille, as per specification
0 | 22 | DRS | E07 | Refuse | 1340 x 1940 - site dim to soffit | N/A | N | D | Metal wrapped timber w/ Checkerplate WF-07 | None | Metal wrapped timber PPC Finish | EXISTING | N/A | FD30S | None | Digilock | None |  | Fire door keep locked' to service yard side. 'Caution: be aware of moving veichles when exiting' to store side | Satin Stainless Steel
0 | 23 | DRS | E07 | Refuse | 2240 x 1940 - site dim to soffit | N/A | N | D | Metal wrapped timber w/ Checkerplate WF-07 | None | Metal wrapped timber PPC Finish | EXISTING | N/A | FD30S | None | Digilock | None |  | Fire door keep locked' to service yard side. 'Caution: be aware of moving veichles when exiting' to store side | Satin Stainless Steel
0 | 24 | DRS | E07 | Bulky Waste | 2240 x 2335, to brick dim | N/A | N | D | Metal wrapped timber w/ Checkerplate WF-07 | None | Metal wrapped timber PPC Finish | N/A | N/A | FD30S | None | Digilock | None |  | Fire door keep locked' to service yard side. 'Caution: be aware of moving veichles when exiting' to store side | Satin Stainless Steel | Fire rated grille, as per specification
0 | 25 | DRS | E07 | Core 3 | 1904 x 2335 to site dim | N/A | N | D | Metal wrapped timber | None | Metal wrapped timber PPC Finish | N/A | N/A | FD60S | Concealed | Eurocylinder | None |  | Fire door keep shut lollipop to leading edge | Flat Matte Black
0 | 26 | DRS | UKPN1 | Core 3 | 1250 x 2100 | 850 | N | S | PPC Steel | None | PPC Steel | N/A | N/A | FD60S | Push side | Eurocylinder, key with UKPN | None | See specification | Fire door keep locked' to leading edge | Flat Matte Black | See specification
0 | 29 | DRS | L01 | Core 1 |  | 900 | [5 empty] | N/A |  | FD60
0 | 30 | DRS | L01 | Core 1 |  | 900 | [5 empty] | N/A |  | FD60
0 | 31 | DRS | L01 | Core 1 |  | 900 | [5 empty] | N/A |  | FD60
0 | 32 | DRS | L01 | Core 01 |  | 900 | [5 empty] | N/A |  | FD60
0 | 36 | DRS | R08 | Riser | 1540 x 2470 (30mm from FFL) | N/A | N | D | Plasterboard | None | Concealed metal | 119mm | N/A | FD60 | None | Eurocylinder | None |  | Fire door keep locked' to leading edge | Powder Coated to Match Reception Plasterwork
0 | 38 | DRS | R02 | Core 1 | 450 x 650 | to fit cabinet | N | S | Plasterboard | None | Concealed metal | N/A | N/A | FD60S | None | Fire person's key | None |  | Dry riser'
0 | 39 | DRS | L01 | Core 3 |  | 900 | [5 empty] | N/A |  | FD60
0 | 40 | DRS | UKPN1 | Core 3 | 1250 x 2100 | 1050 | N | S | PPC Steel | None | PPC Steel | N/A | N/A | FD60S | Surface mounted |  | None |  | Fire door keep locked' to leading edge | Satin Stainless Steel
0 | 41 | DRS | R02 | Core 1 | 500 x 1400 | 420 | Y | S | Plasterboard | None | Concealed metal | N/A | N/A | None | None | Fire persons key Eurocylinder with thumb turn restaurnt side. Plus deadlock | None |  | None | Powder Coated RAL to match polished plaster
0 | 42 | DRS | C07 | Retail Unit 6 | 1010 x 2100 | 850 | N | S | Painted timber | Yes | Painted tmber | Existing | N/a | FD60S | Surface mounted |  | None |  | Fire door keep shut' lollipop to leading edge | Satin Stainless Steel
0 | 43 | DRS | E06 | Service Yard | 1010x2100 | 850 | N | S | Metal wrapped timber | None | Metal wrapped timber PPC Finish | N/A | N/A | FD60S | Surface mounted | Eurocylinder with thumb turn restaurnt side. Plus deadlock | None |  | Fire door keep shut' lollipop to leading edge | Satin Stainless Steel
0 | 44 | DRS | E06 | Service Yard | 1350x2100 | 1200 | N | D | Metal wrapped timber | None | Metal wrapped timber PPC Finish | N/A | N/A | FD60S | Surface mounted | Digilock | None |  | Fire door keep locked | Satin Stainless Steel
0 | 45 | DRS | TBC | Residential Entrance | In abeyance following resi. entrance redesign
0 | 46 | DRS | TBC | Residential Entrance | In abeyance following resi. entrance redesign
1 | 1 | DRS | R07 | Core 3 | 550 x 2000 (100mm from FFL) | N/A | N | S | Plasterboard | None | Concealed metal | EXSITING | N/A | FD60S | None | Eurocylinder | None |  | Fire door keep locked' to leading edge | Powder Coated traffic white
1 | 2 | DRS | E06 | Core 3 | 1010 x 2100 | 850 | N | S | Metal wrapped timber PPC Finish | None | Metal wrapped timber | N/A | N/A | FD60S | Surface mounted | Digilock | None |  | Fire door keep shut lollipop' to leading edge | Flat Matte Black
1 | 5 | DRS | C07 | Core 1 | 1250 x 2100 | 1050 | Y | S | Painted Timber | Yes | Painted timber | 102mm | N/A | FD60S | Surface mounted | Panic sash lock . | Door contacts linked to BMS alarm |  | Fire door keep shut lollipop to leading edge | Satin Stainless Steel
1 | 6 | DRS | C07 | Core 1 | 1010 x 2100 | 850 | N | S | Painted timber | Yes | Painted timber | 102mm | N/A | N/A | Surface mounted Internally | Bathlock | None |  | Accessible WC | Satin Stainless Steel
1 | 7 | DRS | C07 | Core 1 | 1010 x 2100 | 850 | N | S | Painted timber | Yes | Painted timber | 102mm | N/A | N/A | Surface mounted Internally | Eurocylinder | None |  | Fire door keep shut' lollipop to leading edge | Satin Stainless Steel
1 | 9 | DRS | L01 | Core 1 |  | 900 | [5 empty] | N/A |  | FD60
1 | 10 | DRS | L01 | Core 1 |  | 900 | [5 empty] | N/A |  | FD60
1 | 11 | DRS | R02 | Core 1 | 450 x 650 | to fit cabinet | N | S | Plasterboard | None | Concealed metal | N/A | N/A | FD60S | None | Fire person's key | None |  | Dry riser'
1 | 12 | DRS | C07 | Riser | 475 x 2100 (site dim) | N/A | N | S | Painted Timber | None | Painted Timber | 119mm | N/A | FD60 | None | Eurocylinder | None |  | Fire door keep locked' to leading edge | Satin Stainless Steel
1 | 13 | DRS | C08 | Core 1 | 1940 x 2100 | 1050 using both doors | Y | D | Painted timber | Yes | Painted timber | 102mm | N/A | FD30S | Surface Mounted | Eurocylinder | None |  | Fire door keep shut lollipop to leading edge | Satin Stainless Steel
1 | 14 | DRS | C08 | Riser | 1340 x 2100 | N/A | N | D | Painted Timber | None | Painted Timber | 119mm | N/A | FD60 | None | Eurocylinder | None |  | Fire door keep locked' to leading edge | Satin Stainless Steel
1 | 16 | DRS | E06 | Riser | 1340 x 950 | N/A | N | D | Metal wrapped timber PPC Finish | None | Metal wrapped timber PPC Finish | N/A | N/A | FD60 | None | Eurocylinder | None |  | Fire door keep locked' to leading edge
1 | 18 | DRS | C08 | Riser | 1340 x 2100 | N/A | N | D | Painted timber | None | Painted timber | 100mm | N/A | FD60 | None | Eurocylinder | None |  | Fire door keep locked' to leading edge | Satin Stainless Steel
1 | 19 | DRS | C08 | Riser | 1340 x 2100 | N/A | N | D | Painted timber | None | Painted timber | 100mm | N/A | FD60 | None | Eurocylinder | None |  | Fire door keep locked' to leading edge | Satin Stainless Steel
1 | 20 | DRS | C07 | Core 2 | 1200 x 2100 | 1050 | Y | S | Painted timber | Yes | Painted timber | 100mm | N/A | FD30S | Surface mounted | Panic sash lock . | Door contacts linked to BMS alarm |  | Fire door keep shut lollipop to leading edge | Satin Stainless Steel
1 | 21 | DRS | C08 | Core 2 | 1940 x 2100 | N/A | N | D | Painted timber | Yes | Painted timber |  | N/A | FD60S | Surface Mounted | Eurocylinder | None |  | Fire door keep shut lollipop to leading edge | Satin Stainless Steel
1 | 22 | DRS | C07 | Core 2 | 1200 x 2100 | 1050 | Y | S | Painted timber | Yes | Painted timber | 100mm | N/A | FD30S | Surface mounted | Panic sash lock . | Door contacts linked to BMS alarm |  | Fire door keep shut lollipop to leading edge | Satin Stainless Steel
1 | 23 | DRS | C08 | Restaurant | 1940 x 2100 | N/A | N | D | Painted timber | Yes | Painted Timber | 100mm | N/A | FD60S | Surface mounted | Eurocylinder | None |  | Fire door keep shut lollipop to leading edge | Satin Stainless Steel
1 | 24 | DRS | C07 | Core 2 | 1200 x 2100 | 1050 | Y | S | Painted timber | Yes | Painted timber | 100mm | N/A | FD30S | Surface Mounted | Eurocylinder | None |  | Fire door keep shut lollipop to leading edge | Satin Stainless Steel
1 | 25 | DRS | C07 | Core 2 | 1200 x 2100 | 1050 | Y | S | Painted timber | Yes | Painted timber | 100mm | N/A | FD60S | Surface Mounted | Eurocylinder | None |  | Fire door keep shut lollipop to leading edge | Satin Stainless Steel
1 | 26 | DRS | C03 | Core 2 | 1250 x 2100 | 1050 | Y | S | Painted timber | Yes | Pinted timber | 100mm | N/A | FD30S | Concealed | Panic sash lock . | Door contacts linked to BMS alarm |  | Fire door keep shut lollipop to leading edge | Satin Stainless Steel
1 | 27 | DRS | C03 | Core 2 | 1200 x 2100 | 1050 | Y | S | Painted timber | Yes | Painted timber | 100mm | N/A | FD60S | Concealed | Panic sash lock . | Door contacts linked to BMS alarm |  | Fire door keep shut lollipop to leading edge | Satin Stainless Steel
1 | 28 | DRS | R07 | Core 2 | 550 x 2000 (100mm from FFL) | N/A | N | S | Plasterboard | None | Concealed metal | 100mm | N/A | FD60S | None | Eurocylinder | None |  | Fire door keep locked' to leading edge
1 | 29 | DRS | E06 | Core 3 Condensor area | 1250 x 2100 | 1050 | N | S | Metal wrapped timber PPC Finish | None | Metal wrapped timber PPC Finish | 100mm | N/A | N/A | None | Eurocylinder | None |  | Fire door keep shut lollipop to leading edge | Satin Stainless Steel
1 | 30 | DRS | E06 | Riser | tbc | N/A | N | D | Metal wrapped timber PPC Finish | None | Metal wrapped timber PPC Finish | N/A | N/A | FD60 | None | Eurocylinder | None |  | Fire door keep locked' to leading edge
2 | 1 | DRS | R07 | Core 3 | 550 x 2000 (100mm from FFL) | N/A | N | S | Plasterboard | None | Concealed metal | Existing | N/A | FD60S | None | Eurocylinder | None |  | Fire door keep locked' to leading edge | Powder Coated Traffic White
2 | 2 | DRS | C03 | Core 3 | Existing altered 1250 x 2275 | 1050 | Y | S | Painted timber | Yes | Painted timber | Existing | N/A | FD60S | Surface Mounted | Eurocylinder, keyturn both sides. Panic bar linked to fire alarm gym side | None |  | Fire door keep shut lollipop to leading edge | Flat Matte Black
2 | 3 | DRS | C07 | Core 3 | Existing altered 1250 x 2275 | 1050 | Y | S | Painted timber | Yes | Painted timber | Existing | N/A | FD30S | Surface Mounted | Panic sash lock . | Door contacts linked to BMS alarm |  | Fire door keep shut lollipop to leading edge | Satin Stainless Steel
2 | 8 | DRS | E06 | Core 1 | 910 x 2100 | 825 | N | S | Metal wrapped timber PPC Finish | None | Metal wrapped timber PPC Finish | Existing | N/A | FD60S | None | Eurocylinder, keyed both sides | None |  | Fire door keep locked' to leading edge | Satin Stainless Steel
2 | 9 | DRS | C07 | Plant | 750 x 2100 | N/A | N | S | Painted timber | None | Painted timber | 120mm | N/A | FD60 | None | Eurocylinder | None | 0 | None | Satin Stainless Steel
2 | 11 | DRS | C08 | Core 01 | 1940 x 2100 | 850 | Y | D | Painted timber | Yes | Painted timber | 100mm | N/A | FD30S | Surface Mounted | Eurocylinder | None |  | Fire door keep shut lollipop to leading edge | Satin Stainless Steel
2 | 12 | DRS | C03 | Core 1 | Existing altered 1250 x 2275 | 1050 | Y | S | Painted timber | Yes | Painted timber | Existing | N/A | FD60S | Surface mounted | Panic sash lock . | Door contacts linked to BMS alarm |  | Fire door keep shut lollipop to leading edge | Satin Stainless Steel
2 | 13 | DRS | C08 | Store | 1340 x 2100 | N/A | N | D | Painted timber | None | Painted timber | 119mm | N/A | FD30S | None | Eurocylinder | None |  | TBC | Satin Stainless Steel
2 | 15 | DRS | L01 | Core 1 |  | 900 | [5 empty] | N/A |  | FD60
2 | 16 | DRS | L01 | Core 1 |  | 900 | [5 empty] | N/A |  | FD60
2 | 19 | DRS | R02 | Core 1 | 450 x 650 | to fit cabinet | N | S | Plasterboard | None | Concealed metal | Existing | N/A | FD60S | None | Fire person's key | None |  | Dry riser'
2 | 20 | DRS | C07 | Core 1 | 910 x 2100 | N/A | N | S | Painted timber | None | Painted timber | 119mm | N/A | FD60 | None | Eurocylinder | None |  | Fire door keep locked' to leading edge | Satin Stainless Steel
2 | 21 | DRS | C08 | Core 1 | 1940 x 2100 | 1050 using both doors | Y | D | Painted Timber | Yes | Painted Timber | 102mm | N/A | FD30S | Surface Mounted | Eurocylinder | None |  | Fire door keep shut lollipop to leading edge | Satin Stainless Steel
2 | 22 | DRS | C08 | Riser | 1540 x 2100 | N/A | N | D | Painted Timber | None | Painted Timber | 119mm | N/A | FD60 | None | Eurocylinder | None |  | Fire door keep locked' to leading edge | Satin Stainless Steel
2 | 23 | DRS | C08 | Riser | 1140 x 2100 | N/A | N | D | Painted timber | None | Painted timber | 119mm | N/A | FD60 | None | Eurocylinder | None |  | Fire door keep locked' to leading edge | Satin Stainless Steel
2 | 24 | DRS | C08 | Riser | 1140 x 2100 | N/A | N | D | Painted timber | None | Painted timber | 119mm | N/A | FD60 | None | Eurocylinder | None |  | Fire door keep locked' to leading edge | Satin Stainless Steel
2 | 35 | DRS | C07 | Core 2 | 1250 x 2100 | 1050 | Y | S | Painted timber | Yes | Painted timber | 100mm | N/A | FD60S | Surface mounted | Panic sash lock . | Door contacts linked to BMS alarm |  | Fire door keep shut lollipop to leading edge | Satin Stainless Steel
2 | 68 | DRS | C07 | Core 1 | 550 x 2100 | N/A | N | S | Painted Timber | None | Painted Timber | 119mm | N/A | FD60 | None | Eurocylinder | None |  | Fire door keep locked' to leading edge | Satin Stainless Steel
2 | 69 | DRS | C07 | Core 1 | 550 x 2100 | N/A | N | S | Painted Timber | None | Painted Timber | 119mm | N/A | FD60 | None | Eurocylinder | None |  | Fire door keep locked' to leading edge | Satin Stainless Steel
2 | 70 | DRS | E06 | Lightwell | 1010 x 2100 | 825 | N | S | Metal wrapped timber PPC Finish | None | Metal wrapped timber PPC Finish | N/A | N/A | None | Surface Mounted | Eurocylinder | None |  | Fire door keep shut' to leading edge | Satin Stainless Steel
3 | 1 | DRS | R07 | Core 3 | 550 x 2000 (100mm from FFL) | N/A | N | S | Plasterboard | None | Concealed metal | Site dim | N/A | FD60S | None | Eurocylinder | None |  | Fire door keep locked' to leading edge | Powder Coated Traffic White
3 | 2 | DRS | C03 | Core 3 | Existing altered 1250 x 2280 | 1050 | Y | S | Painted timber | Yes | Painted timber | Site dim | N/A | FD60S | Surface Mounted | Panic sash lock . | Door contacts linked to BMS alarm |  | Fire door keep shut lollipop to leading edge | Flat Matte Black
3 | 3 | DRS | C07 | Core 3 | Existing altered 1250 x 2280 | 1050 | Y | S | Painted timber | Yes | Painted timber | Site dim | N/A | FD30S | Surface Mounted | None | None |  | Fire door keep shut lollipop to leading edge | Satin Stainless Steel
3 | 4 | DRS | C03 | Core 3 | 1010 x 2100 | 850 | N | S | Painted timber | Yes | Painted timber | N/a | N/A | FD60S | Surface Mounted | Eurocylinder with thumb turn plant side | None |  | Fire door keep shut lollipop to leading edge | flat Matte Black
3 | 5 | DRS | E06 | Plant | 1010 x 2100 | 850 | N | S | Metal wrapped timber PPC Finish | None | Metal wrapped timber | 100mm | N/A | FD30S | Surface mounted | None | None |  | Fire door keep shut lollipop to leading edge | Satin Stainless Steel
3 | 9 | DRS | C07 | Gym | 1010 x 2100 | 850 | Y | S | Painted timber | Yes | Painted timber | 102mm | N/A | N/A | Surface Mounted | Eurocylinder | None |  | Fire door keep shut lollipop to leading edge | Satin Stainless Steel
3 | 13 | DRS | C08 | Core 1 | 1940 x 2100 | 1050 using both doors | Y | D | Painted timber | Yes | Painted timber | 102mm | N/A | FD30S | Surface Mounted | Eurocylinder | None |  | Fire door keep shut lollipop to leading edge | Satin Stainless Steel
3 | 15 | DRS | C07 | Core 1 | 1250 x 2100 | 1050 | Y | S | Painted timber | Yes | Painted timber | 100mm | N/A | FD60S | Surface Mounted | Panic sash lock . | Door contacts linked to BMS alarm |  | Fire door keep shut lollipop to leading edge | Satin Stainless Steel
3 | 16 | DRS | L01 | Core 1 |  | 900 | [7 empty] | FD60
3 | 17 | DRS | L01 | Core 1 |  | 900 | [7 empty] | FD60
3 | 19 | DRS | R02 | Core 1 | 450 x 650 | to fit cabinet | N | S | Plasterboard | None | Concealed metal | Site Dim | N/A | FD60S | None | Fire person's key | None |  | Dry riser'
3 | 20 | DRS | C07 | Core 3 | 910 x 2100 | N/A | N | S | Painted timber | None | Painted timber | 119mm | N/A | FD60 | None | Eurocylinder | None |  | Fire door keep locked' to leading edge | Satin Stainless Steel
3 | 22 | DRS | C08 | Core 1 | 1940 x 2100 | 1050 using both doors | Y | D | Painted timber | Yes | Painted timber | 102mm | N/A | FD30S | Surface mounted | Eurocylinder | None |  | Fire door keep shut lollipop to leading edge | Satin Stainless Steel
3 | 23 | DRS | C08 | Riser | 1540 x 2100 | N/A | N | D | Painted timber | None | Painted timber | 119mm | N/A | FD60 | None | Eurocylinder | None |  | Fire door keep locked' to leading edge | Satin Stainless Steel
3 | 24 | DRS | C08 | Riser | 1140 x 2100 | N/A | N | D | Painted timber | None | Painted timber | 119mm | N/A | FD60 | None | Eurocylinder | None |  | Fire door keep locked' to leading edge | Satin Stainless Steel
3 | 25 | DRS | C08 | Riser | 1140 x 2100 | N/A | N | D | Painted timber | None | Painted timber | 119mm | N/A | FD60 | None | Eurocylinder | None |  | Fire door keep locked' to leading edge | Satin Stainless Steel
3 | 36 | DRS | C07 | Core 2 | 1250 x 2100 | 1050 | Y | S | Painted timber | Yes | Painted timber | 100mm | N/A | FD60S | Surface mounted | Panic sash lock . | Door contacts linked to BMS alarm |  | Fire door keep shut lollipop to leading edge | Satin Stainless Steel
3 | 67 | DRS | E06 | Core 1 | 910 x 2100 | 825 | N | S | Metal wrapped timber PPC Finish | None | Metal wrapped timber PPC Finish | Site Dim | N/A | FD60S | None | Eurocylinder | None |  | Fire door keep shut lollipop to leading edge | Satin Stainless Steel
3 | 68 | DRS | C07 | Core 1 | 550 x 2100 | N/A | N | S | Painted Timber | None | Painted Timber | 119mm | N/A | FD60 | None | Eurocylinder | None |  | Fire door keep locked' to leading edge | Satin Stainless Steel
3 | 69 | DRS | C07 | Core 1 | 550 x 2100 | N/A | N | S | Painted Timber | None | Painted Timber | 119mm | N/A | FD60 | None | Eurocylinder | None |  | Fire door keep locked' to leading edge | Satin Stainless Steel
3 | 70 | DRS | E06 | Gantry | 1010 x 1570 | 850 | N | S | Metal wrapped timber PPC Finish | None | Metal wrapped timber PPC Finish | N/A | N/A | None | Surface Mounted | Eurocylinder | None |  | Fire door keep shut' to leading edge | Satin Stainless Steel
4 | 1 | DRS | R07 | Core 3 | 550 x 2000 (100mm from FFL) | N/A | N | S | Plasterboard | None | Concealed metal | 245 (site dim) | N/A | FD60S | None | Eurocylinder | None |  | Fire door keep locked' to leading edge
4 | 2 | DRS | C03 | Core 3 | Existing altered 1250 x 2290 | 1050 | Y | S | Painted timber | Yes | Painted timber | 130 (site dim) | N/A | FD60S | Concealed | None | On hold open maglock, linked to fire alarm |  | Fire door keep shut lollipop to leading edge | Flat Matte Black
4 | 3 | DRS | C10 | Core 2 | 1300 x 2275 nom. (Leaf 1200 x 2225 ) | 1050 using both doors | Y | S | WF20 to office side, timber veneer stair side | Yes | WF20 | 130 (site dim) | N/A | FD30S | Concealed | None | Concealed V-lock to open in the event of fire |  | Fire door keep shut lollipop to leading edge | Flat Matte Black
4 | 4 | DRS | R01 | Riser | 2100 x 2300 | 2000 uisng both doors | N | D | Painted timber | None | Painted timber | 119 | N/A | FD60 | None | Eurocylinder | None |  | Fire door keep locked' to leading edge | Flat Matte Black
4 | 5 | DRS | R01 | Riser | 1540 x 2300 | N/A | N | D | Painted timber | None | Painted timber | 119 | N/A | FD60 | None | Eurocylinder | None |  | Fire door keep locked' to leading edge | Flat Matte Black
4 | 6 | DRS | R01 | Riser | 1540 x 2300 | N/A | N | D | Painted timber | None | Painted timber | 119 | N/A | FD60 | None | Eurocylinder | None |  | Fire door keep locked' to leading edge | Flat Matte Black
4 | 7 | DRS | R01 | Riser | 1340 x 2300 | N/A | N | D | Painted timber | None | Painted timber | 119 | N/A | FD60 | None | Eurocylinder | None |  | Fire door keep locked' to leading edge | Flat Matte Black
4 | 8 | DRS | C01 | Core 1 | 2005 x 2275 (nom.) (Leaf 1860 x 2225 ) + glazed over panel | 1050 using both doors | N | D | Glazed with timber frame | None | Hardwood | 102 | N/A | FD30S | Concealed floor pivot | Eurocylinder | V-lock with card reader |  | Fire door keep shut lollipop to leading edge | Flat Matte Black
4 | 9 | DRS | C02 | Core 1 | 1010 x 2300 | 850 | N | S | Timber veneer | Yes | Hardwood | 102 | N/A | None | None | Bathlock | None |  | Accessible WC | Flat Matte Black
4 | 10 | DRS | E06 | Core 1 | 910 x 2100 | 825 | N | S | Metal wrapped timber PPC Finish | None | Metal wrapped timber PPC Finish | N/A | N/A | FD60S | None | Eurocylinder, keyed both sides | None |  | Fire door keep locked' to leading edge | Flat Matte Black
4 | 11 | DRS | C04 | Core 1 | 1250 x 2300 | 1050 | N | S | Glazed | None | Hardwood | 150 (site dim) | N/A | FD60S | Concealed | Eurocylinder | V-lock with card reader |  | Fire door keep shut lollipop to leading edge
4 | 14 | DRS | L01 | Core 1 | 2300 (h) | 900 | [7 empty] | FD60
4 | 15 | DRS | L01 | Core 1 | 2300 (h) | 900 | [7 empty] | FD60
4 | 16A | DRS | R04 | Core 1 | 1024 x 2275 (Leaf 924 x 2225 ) | N/A | N | S | WF20 | None | WF20 | 119 | N/A | None | None | Eurocylinder | None |  | None | Powder Coated to match joinery. RAL TBC
4 | 16B | DRS | R03 | Core 1 | To sit behind DRS-04-16A | N/A | N | S | Painted timber | None | Concealed painted timber | as above | N/A | FD60 | None | Eurocyclinder | None |  | 'Fire door keep locked' to leading edge | Satin Stainless Steel
4 | 17 | DRS | R02 | Core 1 | 450 x 650 | to fit cabinet | N | S | Plasterboard | None | Concealed metal | 119 | N/A | FD60S | None | Fire person's key | None |  | Dry riser'
4 | 18 | DRS | C01 | Core 1 | 2005 x 2275 nom. (Leaf 1860 x 2225 ) + glazed over panel | 1050 using both doors | N | D | Glazed with timber frame | None | Hardwood | 102 | N/A | FD30S | Concealed floor pivot | Eurocylinder | V-lock with card reader |  | Fire door keep shut lollipop to leading edge | Flat Matte Black
4 | 19A | DRS | R05 | Riser | 1710 x 2275 (Leaf 1610 x 2225 ) | N/A | N | D | WF20 | None | WF20 | 119 | N/A | None | None | Eurocylinder | None |  | None | Powder Coated to match joinery. RAL TBC
4 | 19B | DRS | R01 | Core 1 | To sit behind DRS-04-19A | N/A | N | D | Painted timber | None | Concealed painted timber | as above | N/A | FD60 | None | Eurocyclinder | None |  | 'Fire door keep locked' to leading edge | Satin Stainless Steel
4 | 22 | DRS | C05 | WCs | 1185 X 2275 (Leaf 1074 x 2225 ) | 850 | Y | S | WF20 | None | WF20 | 102 | N/A | None | Concealed floor pivot | None | None |  | WC | Powder Coated to match joinery. RAL TBC
4 | 23 | DRS | WC03 | WCs | 1010 x 2375 (to ceiling) | 850 | N | S | See NBS specification | None | WF10 | 102 | N/A | None | Concealed closer | None | None |  | None | Flat Matte Black
4 | 24 | DRS | WC01 | WCs | 825 x 2375 (to ceiling) | 750 | N | S | WF10 | None | WF10 | N/A | N/A | None | Rising butt hinge with damper | Bathlock | None |  | None | Flat Matte Black
4 | 25 | DRS | WC01 | WCs | 825 x 2375 (to ceiling) | 750 | N | S | WF10 | None | WF10 | N/A | N/A | None | Rising butt hinge with damper | Bathlock | None |  | None | Flat Matte Black
4 | 26 | DRS | WC01 | WCs | 825 x 2375 (to ceiling) | 750 | N | S | WF10 | None | WF10 | N/A | N/A | None | Rising butt hinge with damper | Bathlock | None |  | None | Flat Matte Black
4 | 27 | DRS | R09 | WCs | 1140 x 2375 (to celing) | N/A | N | D | WF10 | None | WF10 | 119 | N/A | FD60 | None | Eurocylinder | None |  | Fire door keep locked' to leading edge | Flat Matte Black
4 | 28 | DRS | WC01 | WCs | 825 x 2375 (to ceiling) | 750 | N | S | WF10 | None | WF10 | N/A | N/A | None | Rising butt hinge with damper | Bathlock | None |  | None | Flat Matte Black
4 | 29 | DRS | WC01 | WCs | 825 x 2375 (to ceiling) | 750 | N | S | WF10 | None | WF10 | N/A | N/A | None | Rising butt hinge with damper | Bathlock | None |  | None | Flat Matte Black
4 | 30 | DRS | WC01 | WCs | 825 x 2375 (to ceiling) | 750 | N | S | WF10 | None | WF10 | N/A | N/A | None | Rising butt hinge with damper | Bathlock | None |  | None | Flat Matte Black
4 | 31 | DRS | WC01 | WCs | 825 x 2375 (to ceiling) | 750 | N | S | WF10 | None | WF10 | N/A | N/A | None | Rising butt hinge with damper | Bathlock | None |  | None | Flat Matte Black
4 | 32 | DRS | C10 | Core 2 | 1300 x 2275 (Leaf 1200 x 2225 ) | 1050 | Y | S | WF20 to office side, timber veneer stair side | Yes | WF20 | 102 | N/A | FD60S | Concealed | None | Concealed V-lock to open in the event of fire |  | Fire door keep shut lollipop to leading edge | Powder Coated to match joinery. RAL TBC
4 | 33 | DRS | R09 | WCs | 1140 x 2375 (to celing) | N/A | N | D | WF10 | None | WF10 | 119 | N/A | FD60 | None | Eurocylinder | None |  | Fire door keep locked' to leading edge | Flat Matte Black
4 | 34 | DRS | C05 | WCs | 1185 x 2275 (leaf 1074 x 2225 ) | 850 | Y | S | WF20 | None | WF20 | 102 | N/A | None | Concealed floor pivot | None | None |  | WC | Powder Coated to match joinery. RAL TBC
4 | 35 | DRS | WC05 | WCs | 1010 x 2375 (to ceiling) | 850 | N | S | See NBS specification | None | WF10 | 102 | N/A | None | Concealed closer | None | None |  | None | Flat Matte Black
4 | 36 | DRS | WC01 | WCs | 825 x 2375 (to ceiling) | 750 | N | S | WF10 | None | WF10 | N/A | N/A | None | Rising butt hinge with damper | Bathlock | None |  | None | Flat Matte Black
4 | 37 | DRS | WC01 | WCs | 825 x 2375 (to ceiling) | 750 | N | S | WF10 | None | WF10 | N/A | N/A | None | Rising butt hinge with damper | Bathlock | None |  | None | Flat Matte Black
4 | 38 | DRS | WC01 | WCs | 825 x 2375 (to ceiling) | 750 | N | S | WF10 | None | WF10 | N/A | N/A | None | Rising butt hinge with damper | Bathlock | None |  | None | Flat Matte Black
4 | 39 | DRS | WC01 | WCs | 825 x 2375 (to ceiling) | 750 | N | S | WF10 | None | WF10 | N/A | N/A | None | Rising butt hinge with damper | Bathlock | None |  | None | Flat Matte Black
4 | 40 | DRS | WC01 | WCs | 825 x 2375 (to ceiling) | 750 | N | S | WF10 | None | WF10 | N/A | N/A | None | Rising butt hinge with damper | Bathlock | None |  | None | Flat Matte Black
4 | 41 | DRS | WC01 | WCs | 825 x 2375 (to ceiling) | 750 | N | S | WF10 | None | WF10 | N/A | N/A | None | Rising butt hinge with damper | Bathlock | None |  | None | Flat Matte Black
4 | 42 | DRS | WC01 | WCs | 825 x 2375 (to ceiling) | 750 | N | S | WF10 | None | WF10 | N/A | N/A | None | Rising butt hinge with damper | Bathlock | None |  | None | Flat Matte Black
4 | 43A | DRS | R04 | Core 2 | 1040 x 2275 (Leaf 924 x 2225 ) | N/A | N | S | WF20 | None | WF20 | 102 | N/A | None | None | Eurocylinder | None |  | None | Powder Coated to match joinery. RAL TBC
4 | 43B | DRS | R03 | Core 1 | To sit behind DRS-04-43A | N/A | N | S | Painted timber | None | Concealed painted timber | as above | N/A | FD60 | None | Eurocyclinder | None |  | 'Fire door keep locked' to leading edge | Satin Stainless Steel
4 | 44 | DRS | R04 | Core 2 | 1040 x 2275 (Leaf 924 x 2225 ) | N/A | N | S | WF20 | None | WF20 | 102 | N/A | None | None | Eurocylinder | None |  | None | Powder Coated to match joinery. RAL TBC
4 | 45A | DRS | R05 | Core 2 | 1297 x 2275 (Leaf 1181 x 2225 ) | N/A | N | D | WF20 | None | WF20 | 102 | N/A | None | None | Eurocylinder | None |  | None | Powder Coated to match joinery. RAL TBC
4 | 45B | DRS | R01 | Core 1 | To sit behind DRS-04-45A | N/A | N | D | Painted timber | None | Concealed painted timber | as above | N/A | FD60 | None | Eurocyclinder | None |  | 'Fire door keep locked' to leading edge | Satin Stainless Steel
4 | 46 | DRS | R04 | Core 2 | 783 x 2785 (Leaf 667 x 2735 ) | N/A | N | S | WF20 | None | WF20 | 102 | N/A | None | None | Eurocylinder | None |  | None | Powder Coated to match joinery. RAL TBC
4 | 47 | DRS | R05 | Core 2 | 2326 x 2275 (Leaf 2210 x 2225 ) | 2000 | N | D | WF20 | None | WF20 | 102 | N/A | None | None | Eurocylinder | None |  | None | Powder Coated to match joinery. RAL TBC
4 | 48 | DRS | R05 | Core 2 | 1554 x 2785 (Leaf 1438 x 2735) | N/A | N | D | WF20 | None | WF20 | 102 | N/A | None | None | Eurocylinder | None |  | None | Powder Coated to match joinery. RAL TBC
4 | 49 | DRS | R04 | Core 2 | 1126 x 2785 (Leaf 1010 x 2735 ) | N/A | N | S | WF20 | None | WF20 | 102 | N/A | None | None | Eurocylinder | None |  | None | Powder Coated to match joinery. RAL TBC
4 | 50 | DRS | R05 | Core 2 | 2326 x 2275 (Leaf 2210 x 2225 ) | 2000 | N | D | WF20 | None | WF20 | 102 | N/A | None | None | Eurocylinder | None |  | None | Powder Coated to match joinery. RAL TBC
4 | 51 | DRS | R05 | Core 2 | 1554 x 2785 (Leaf 1438 x 2735) | N/A | N | D | WF20 | None | WF20 | 102 | N/A | None | None | Eurocylinder | None |  | None | Powder Coated to match joinery. RAL TBC
4 | 52A | DRS | R05 | Core 2 | 1554 x 2275 (Leaf 1438 x 2225) | N/A | N | D | WF20 | None | WF20 | 102 | N/A | None | None | Eurocylinder | None |  | None | Powder Coated to match joinery. RAL TBC
4 | 52B | DRS | R01 | Core 1 | To sit behind DRS-04-52A | N/A | N | D | Painted timber | None | Concealed painted timber | as above | N/A | FD60 | None | Eurocyclinder | None |  | 'Fire door keep locked' to leading edge | Satin Stainless Steel
4 | 53A | DRS | R04 | Core 2 | 783 x 2275 (Leaf 667 x 2225 ) | N/A | N | S | WF20 | None | WF20 | 102 | N/A | None | None | Eurocylinder | None |  | None | Powder Coated to match joinery. RAL TBC
4 | 53B | DRS | R03 | Core 1 | To sit behind DRS-04-53A | N/A | N | S | Painted timber | None | Concealed painted timber | as above | N/A | FD60 | None | Eurocyclinder | None |  | 'Fire door keep locked' to leading edge | Satin Stainless Steel
4 | 54 | DRS | R04 | Core 2 | 954 x 2275 (Leaf 838 x 2225 ) | N/A | N | S | WF20 | None | WF20 | 102 | N/A | None | None | Eurocylinder | None |  | None | Powder Coated to match joinery. RAL TBC
4 | 55 | DRS | R04 | Core 2 | 954 x 2785 (Leaf 838 x 2735 ) | N/A | N | S | WF20 | None | WF20 | 102 | N/A | None | None | Eurocylinder | None |  | None | Powder Coated to match joinery. RAL TBC
4 | 56 | DRS | R05 | Core 2 | 2326 x 2785 (Leaf 2210 x 2225 ) | 2000 | N | D | WF20 | None | WF20 | 102 | N/A | None | None | Eurocylinder | None |  | None | Powder Coated to match joinery. RAL TBC
4 | 57 | DRS | R04 | Core 2 | 1126 x 2785 (Leaf 1010 x 2735 ) | N/A | N | S | WF20 | None | WF20 | 102 | N/A | None | None | Eurocylinder | None |  | None | Powder Coated to match joinery. RAL TBC
4 | 58 | DRS | R04 | Core 2 | 1126 x 2275 (Leaf 1010 x 2225 ) | N/A | N | S | WF20 | None | WF20 | 102 | N/A | None | None | Eurocylinder | None |  | None | Powder Coated to match joinery. RAL TBC
4 | 59 | DRS | R04 | Core 2 | 1126 x 2275 (Leaf 1010 x 2225 ) | N/A | N | S | WF20 | None | WF20 | 102 | N/A | None | None | Eurocylinder | None |  | None | Powder Coated to match joinery. RAL TBC
4 | 60 | DRS | R04 | Core 2 | 1126 x 2785 (Leaf 1010 x 2735 ) | N/A | N | S | WF20 | None | WF20 | 102 | N/A | None | None | Eurocylinder | None |  | None | Powder Coated to match joinery. RAL TBC
4 | 61 | DRS | R05 | Core 2 | 2326 x 2275 (Leaf 2210 x 2225 ) | 2000 | N | D | WF20 | None | WF20 | 102 | N/A | None | None | Eurocylinder | None |  | None | Powder Coated to match joinery. RAL TBC
4 | 62 | DRS | WC01 | WCs | 1010 x 2375 (to ceiling) | 825 | N | S | WF-20 | None | WF-20 | 102 | N/A | None | None | None | None |  | None
4 | 63 | DRS | R07 | Core 2 | 1010 x 2000 (100mm from FFL) | 800 | N | S | Plasterboard | None | Concealed metal | 102 | N/A | FD60S | None | Eurocylinder | None |  | Fire door keep locked' to leading edge | Flat Matte Black
4 | 64A | DRS | R04 | Core 1 | 611 x 2275 (Leaf 495 x 2225 ) | N/A | N | S | WF20 | None | WF20 | 119 | N/A | None | None | Eurocylinder | None |  | None | Powder Coated to match joinery. RAL TBC
4 | 64B | DRS | R03 | Core 1 | To sit behind DRS-04-64A | N/A | N | S | Painted timber | None | Concealed painted timber | as above | N/A | FD60 | None | Eurocyclinder | None |  | 'Fire door keep locked' to leading edge | Satin Stainless Steel
4 | 65A | DRS | R04 | Core 1 | 611 x 2275 (Leaf 495 x 2225 ) | N/A | N | S | WF20 | None | WF20 | 119 | N/A | None | None | Eurocylinder | None |  | None | Powder Coated to match joinery. RAL TBC
4 | 65B | DRS | R03 | Core 1 | To sit behind DRS-04-65A | N/A | N | S | Painted timber | None | Concealed painted timber | as above | N/A | FD60 | None | Eurocyclinder | None |  | 'Fire door keep locked' to leading edge | Satin Stainless Steel
4 | 66 | DRS | R04 | Core 2 | 1126 x 2785 (Leaf 1010 x 2735 ) | N/A | N | S | WF20 | None | WF20 | 102 | N/A | None | None | Eurocylinder | None |  | None | Powder Coated to match joinery. RAL TBC
4 | 67 | DRS | E06 | Gantry | 1010 x 2025 | 850 | N | S | Metal wrapped timber PPC Finish | None | Metal wrapped timber PPC Finish | N/A | N/A | None | Surface Mounted | Eurocylinder | None |  | Fire door keep shut' to leading edge | Satin Stainless Steel
5 | 1 | DRS | R07 | Core 3 | 550 x 2000 (100mm from FFL) | N/A | N | S | Plasterboard | None | Concealed metal | existing | N/A | FD60S | None | Eurocylinder | None |  | Fire door keep locked' to leading edge | Powder Coated Traffic white
5 | 2 | DRS | C02 | Core 3 | 1010 x 2200 | 850 | Y | S | Timber veneer | Yes | Hardwood | 102 | 29 | FD60S | Concealed | None | None |  | Fire door keep shut lollipop to leading edge | Flat Matte Black
5 | 3 | DRS | R03 | Store | 810 x 2200 | N/A | N | S | Painted timber | None | Painted timber | 102 | N/A | FD60S | Concealed | Eurocylinder | None |  | Fire door keep shut lollipop to leading edge | Flat Matte Black
5 | 4 | DRS | R03 | Store | 750 x 2200 | N/A | N | S | Painted timber | None | Painted timber | 102 | N/A | FD30S | None | Eurocylinder | None |  | Fire door keep locked' lollipop to leading edge | Flat Matte Black
5 | 5 | DRS | E04 | Core 3 | 1250 x 2200 | 1050 | N/A | S | Glazed | None | PPC Metal |  | 33 | FD30S | Concealed | None | Automatically opens in the event of fire |  | None | Flat Matte Black
5 | 6 | DRS | L02 | Core 3 |  | 900 | [7 empty] | FD60 | N/A
5 | 7 | DRS | R03 | Store | 910 x 2200 | N/A | N | S | Painted timber | None | Painted timber | existing | N/A | FD30S | Concealed | Eurocylinder, UKPN override | None |  | Fire door keep shut lollipop to leading edge | Flat Matte Black
5 | 8 | DRS | R01 | Store | 1540 x 2200 | 1400 using both doors | N | D | Painted timber | Yes | Painted timber | 197 | N/A | FD30S | Concealed | Eurocylinder with thumb turn internally | None |  | Fire door keep shut lollipop to leading edge | Flat Matte Black
5 | 9 | DRS | R03 | Store | 840 x 2200 | N/A | N | S | Painted timber | None | Painted timber | 102 | N/A | FD30S | None | Eurocylinder | None |  | Fire door keep locked' to leading edge | Flat Matte Black
5 | 10 | DRS | R03 | Store | 840 x 2200 | N/A | N | S | Painted timber | None | Painted timber | 102 | N/A | FD30S | None | Eurocylinder | None |  | Fire door keep locked' to leading edge | Flat Matte Black
5 | 11 | DRS | E06 | Gantry | 910 x 2200 | N/A | N | S | Metal wrapped timber PPC Finish | None | Metal wrapped timber PPC Finish | N/A | 33 | FD60S | Concealed | Eurocylinder | None |  | Fire door keep locked' to leading edge | Flat Matte Black
5 | 12 | DRS | C02 | Core 1 | 1010 x 2200 | 850 | Y | S | Timber Veneer | Yes | Hardwood | 102 | 29 | FD30S | Concealed | Eurocylinder, lever handle to inside to unlock | None |  | Fire door keep shut lollipop to leading edge | Flat Matte Black
5 | 13 | DRS | C02 | Core 1 | 1010 x 2200 | 850 | Y | S | Timber Veneer | Yes | Hardwood | 102 | N/A | FD60S | Concealed | Panic sash lock . | Door contacts linked to BMS alarm |  | Fire door keep shut lollipop to leading edge. 'Emergency escape only' | Flat Matte Black
5 | 14 | DRS | L01 | Core 1 |  | 900 | [7 empty] | FD60
5 | 15 | DRS | C02 | Core 1 | 1010 x 2200 | 850 | Y | S | Timber Veneer | Yes | Hardwood | 102 | N/A | FD30S | Concealed | None | None |  | Fire door keep shut lollipop to leading edge | Flat Matte Black
5 | 16 | DRS | R03 | Core 1 | 1010 x 2200 | N/A | N | S | Painted timber | None | Painted timber | 102 | N/A | FD60S | Concealed | Eurocylinder | None |  | Fire door keep locked lollipop to leading edge | Flat Matte Black
5 | 17 | DRS | E04 | Core 1 | 1250 x 2200 | 1050 | N/A | D | Glazed | None | PPC Metal |  | 33 | FD30S | None | None | Automatically opens in the event of fire |  | None | Flat Matte Black
5 | 18 | DRS | E06 | Core 1 | 1740 x 2200 | 1600 using both doors | N | D | Metal wrapped timber PPC Finish | None | Metal wrapped timber PPC Finish |  | N/A | FD60S | Concealed | Eurocylinder | None |  | Fire door keep locked lollipop to leading edge | Flat Matte Black
5 | 19 | DRS | E04 | Courtyard | 1250 x 2200 | 1050 | N/A | S | Glazed | None | PPC Metal |  | 33 | FD30S | Concealed | Eurocylinder, lever handle to inside to unlock | None |  | Fire door keep shut lollipop to leading edge | Flat Matte Black
5 | 20 | DRS | R01 | Store | 1140 x 2200 | N/A | N | D | Painted timber | None | Painted timber | 102 | N/A | FD30S | None | Eurocylinder | None |  | Fire door keep locked lollipop to leading edge | Flat Matte Black
5 | 21 | DRS | R03 | Store | 1010 x 2200 | N/A | N | S | Painted timber | None | Painted timber | 102 | N/A | FD30S | None | Eurocylinder | None |  | Fire door keep locked lollipop to leading edge | Flat Matte Black
5 | 22 | DRS | E04 | Courtyard | 1250 x 2200 | 1050 | N/A | S | Glazed | None | PPC Metal |  | 33 | FD30S | Concealed | Eurocylinder, lever handle to inside to unlock | None |  | Fire door keep shut lollipop to leading edge | Flat Matte Black
5 | 23 | DRS | R01 | Store | 1595 x 2200 | N/A | N | D | Paimted timber | None | Painted timber | 102 | N/A | FD30S | None | Eurocylinder | None |  | Fire door keep locked lollipop to leading edge | Flat Matte Black
5 | 24 | DRS | R01 | Store | 1595 x 2200 | N/A | N | D | Paimted timber | None | Painted timber | 102 | N/A | FD30S | None | Eurocylinder | None |  | Fire door keep locked lollipop to leading edge | Flat Matte Black
5 | 25 | DRS | A01 | Flat 6 | 1010 x 2200 | 850 | N | S | Painted hardwood | None | Painted hardwood | 268 | 29 | FC30S | Concealed | Eurocylinder | None | To meet PAS 24:2012 & AD Q | Apartment number | Flat Matte Black
5 | 26 | DRS | A04 | Flat 6 | 1340 x 2200 | N/A | N | D | Painted hardwood | None | Painted hardwood | 120 | N/A | None | None | None | None |  | None | Flat Matte Black
5 | 27 | DRS | A04 | Flat 6 | 1140 x 2200 | N/A | N | D | Painted hardwood | None | Painted hardwood | 120 | N/A | None | None | None | None |  | None | Flat Matte Black
5 | 28 | DRS | A02 | Flat 6 | 1010 x 2200 | 825 | N | S | Painted hardwood | None | Painted hardwood | 120 | N/A | None | None | None | None |  | None | Flat Matte Black
5 | 29 | DRS | A02 | Flat 6 | 1010 x 2200 | 825 | N | S | Painted hardwood | None | Painted hardwood | 120 | N/A | None | None | None | None |  | None | Flat Matte Black
5 | 30 | DRS | A02 | Flat 6 | 1010 x 2200 | 825 | N | S | Painted hardwood | None | Painted hardwood | 120 | N/A | None | None | None | None |  | None | Flat Matte Black
5 | 31 | DRS | A02 | Flat 6 | 1010 x 2200 | 825 | N | S | Painted hardwood | None | Painted hardwood | 135 | N/A | None | None | Bathlock | None |  | None | Flat Matte Black
5 | 32 | DRS | A02 | Flat 6 | 1010 x 2200 | 825 | N | S | Painted hardwood | None | Painted hardwood | 135 | N/A | None | None | Bathlock | None |  | None | Flat Matte Black
5 | 33 | DRS | A01 | Flat 5 | 1010 x 2200 | 850 | N | S | Painted hardwood | None | Painted hardwood | 268 | 29 | FC30S | Concealed | Eurocylinder | None | To meet PAS 24:2012 & AD Q | Apartment number | Flat Matte Black
5 | 34 | DRS | A02 | Flat 5 | 1010 x 2200 | 825 | N | S | Painted hardwood | None | Painted hardwood | 120 | N/A | None | None | None | None |  | None | Flat Matte Black
5 | 35 | DRS | A04 | Flat 5 | 1140 x 2200 | N/A | N | D | Painted hardwood | None | Painted hardwood | 120 | N/A | None | None | None | None |  | None | Flat Matte Black
5 | 36 | DRS | A02 | Flat 5 | 1010 x 2200 | 825 | N | S | Painted hardwood | None | Painted hardwood | 135 | N/A | None | None | Bathlock | None |  | None | Flat Matte Black
5 | 37 | DRS | A01 | Flat 4 | 1010 x 2200 | 850 | N | S | Painted hardwood | None | Painted hardwood | 268 | 29 | FC30S | Concealed | Eurocylinder | None | To meet PAS 24:2012 & AD Q | Apartment number | Flat Matte Black
5 | 38 | DRS | A04 | Flat 4 | 1340 x 2200 | N/A | N | D | Painted hardwood | None | Painted hardwood | 120 | N/A | None | None | None | None |  | None | Flat Matte Black
5 | 39 | DRS | A03 | Flat 4 | 2000 x 2200 | 825 | N | S | Painted hardwood | None | Painted hardwood | 135 | N/A | None | None | Bathlock | None |  | None | Flat Matte Black
5 | 40 | DRS | A02 | Flat 4 | 1010 x 2200 | 825 | N | S | Painted hardwood | None | Painted hardwood | 120 | N/A | None | None | None | None |  | None | Flat Matte Black
5 | 41 | DRS | A01 | Flat 3 | 1010 x 2200 | 850 | N | S | Painted hardwood | None | Painted hardwood | 268 | 29 | FC30S | Concealed | Eurocylinder | None | To meet PAS 24:2012 & AD Q | Apartment number | Flat Matte Black
5 | 42 | DRS | A02 | Flat 3 | 910 x 2200 | 825 | N | S | Painted hardwood | None | Painted hardwood | 135 | N/A | None | None | Bathlock | None |  | None | Flat Matte Black
5 | 43 | DRS | A04 | Flat 3 | 1340 x 2200 | N/A | N | D | Painted hardwood | None | Painted hardwood | 120 | N/A | None | None | None | None |  | None | Flat Matte Black
5 | 44 | DRS | A02 | Flat 3 | 1010 x 2200 | 825 | N | S | Painted hardwood | None | Painted hardwood | 120 | N/A | None | None | None | None |  | None | Flat Matte Black
5 | 45 | DRS | A01 | Flat 2 | 1010 x 2200 | 850 | N | S | Painted hardwood | None | Painted hardwood | 268 | 29 | FC30S | Concealed | Eurocylinder | None | To meet PAS 24:2012 & AD Q | Apartment number | Flat Matte Black
5 | 46 | DRS | A02 | Flat 2 | 1010 x 2200 | 825 | N | S | Painted hardwood | None | Painted hardwood | 120 | N/A | None | None | None | None |  | None | Flat Matte Black
5 | 47 | DRS | A04 | Flat 2 | 1140 x 2200 | N/A | N | D | Painted hardwood | None | Painted hardwood | 120 | N/A | None | None | None | None |  | None | Flat Matte Black
5 | 48 | DRS | A02 | Flat 2 | 1010 x 2200 | 825 | N | S | Painted hardwood | None | Painted hardwood | 135 | N/A | None | None | Bathlock | None |  | None | Flat Matte Black
5 | 49 | DRS | A02 | Flat 2 | 1010 x 2200 | 825 | N | S | Painted hardwood | None | Painted hardwood | 120 | N/A | None | None | None | None |  | None | Flat Matte Black
5 | 50 | DRS | A02 | Flat 2 | 1010 x 2200 | 825 | N | S | Painted hardwood | None | Painted hardwood | 120 | N/A | None | None | None | None |  | None | Flat Matte Black
5 | 51 | DRS | A02 | Flat 2 | 1010 x 2200 | 825 | N | S | Painted hardwood | None | Painted hardwood | 120 | N/A | None | None | None | None |  | None | Flat Matte Black
5 | 52 | DRS | A03 | Flat 2 | 2000 x 2200 | 825 | N | S | Painted hardwood | None | Painted hardwood | 135 | N/A | None | None | Bathlock | None |  | None | Flat Matte Black
5 | 53 | DRS | A01 | Flat 1 | 1010 x 2200 | 850 | N | S | Painted hardwood | None | Painted hardwood | 268 | 29 | FC30S | Concealed | Eurocylinder | None | To meet PAS 24:2012 & AD Q | Apartment number | Flat Matte Black
5 | 54 | DRS | A02 | Flat 1 | 1010 x 2200 | 825 | N | S | Painted hardwood | None | Painted hardwood | 120 | N/A | None | None | None | None |  | None | Flat Matte Black
5 | 55 | DRS | A02 | Flat 1 | 1010 x 2200 | 825 | N | S | Painted hardwood | None | Painted hardwood | 135 | N/A | None | None | Bathlock | None |  | None | Flat Matte Black
5 | 56 | DRS | A02 | Flat 1 | 1010 x 2200 | 825 | N | S | Painted hardwood | None | Painted hardwood | 120 | N/A | None | None | None | None |  | None | Flat Matte Black
5 | 57 | DRS | A01 | Flat 15 | 1010 x 2200 | 850 | N | S | Painted hardwood | None | Painted hardwood | 268 | 29 | FC30S | Concealed | Eurocylinder | None | To meet PAS 24:2012 & AD Q | Apartment number | Flat Matte Black
5 | 58 | DRS | A02 | Flat 15 | 1010 x 2200 | 825 | N | S | Painted hardwood | None | Painted hardwood | 135 | N/A | None | None | Bathlock | None |  | None | Flat Matte Black
5 | 59 | DRS | A04 | Flat 15 | 1540 x 2200 | N/A | N | D | Painted hardwood | None | Painted hardwood | 120 | N/A | None | None | None | None |  | None | Flat Matte Black
5 | 60 | DRS | A02 | Flat 15 | 1010 x 2200 | 825 | N | S | Painted hardwood | None | Painted hardwood | 120 | N/A | None | None | None | None |  | None | Flat Matte Black
5 | 62 | DRS | A01 | Flat 14 | 1010 x 2200 | 850 | N | S | Painted hardwood | None | Painted hardwood | 268 | 29 | FC30S | Concealed | Eurocylinder | None | To meet PAS 24:2012 & AD Q | Apartment number | Flat Matte Black
5 | 63 | DRS | A04 | Flat 14 | 1540 x 2200 | 825 | N | D | Painted hardwood | None | Painted hardwood | 120 | N/A | None | None | None | None |  | None | Flat Matte Black
5 | 64 | DRS | A03 | Flat 14 | 2000 x 2200 | 825 | N | S | Painted hardwood | None | Painted hardwood | 135 | N/A | None | None | Bathlock | None |  | None | Flat Matte Black
5 | 65 | DRS | A02 | Flat 14 | 1010 x 2200 | 825 | N | S | Painted hardwood | None | Painted hardwood | 120 | N/A | None | None | None | None |  | None | Flat Matte Black
5 | 66 | DRS | A02 | Flat 14 | 1010 x 2200 | 825 | N | S | Painted hardwood | None | Painted hardwood | 120 | N/A | None | None | None | None |  | None | Flat Matte Black
5 | 67 | DRS | A01 | Flat 13 | 1010 x 2200 | 850 | N | S | Painted hardwood | None | Painted hardwood | 268 | 29 | FC30S | Concealed | Eurocylinder | None | To meet PAS 24:2012 & AD Q | Apartment number | Flat Matte Black
5 | 68 | DRS | A02 | Flat 13 | 910 x 2200 | N/A | N | S | Painted hardwood | None | Painted hardwood | 120 | N/A | None | None | None | None |  | None | Flat Matte Black
5 | 69 | DRS | A04 | Flat 13 | 1340 x 2200 | N/A | N | D | Painted hardwood | None | Painted hardwood | 120 | N/A | None | None | None | None |  | None | Flat Matte Black
5 | 70 | DRS | A03 | Flat 13 | 2000 x 2200 | 825 | N | S | Painted hardwood | None | Painted hardwood | 120 | N/A | None | None | None | None |  | None | Flat Matte Black
5 | 71 | DRS | A02 | Flat 13 | 810 x 2200 | N/A | N | S | Painted hardwood | None | Painted hardwood | 120 | N/A | None | None | None | None |  | None | Flat Matte Black
5 | 72 | DRS | A03 | Flat 13 | 2000 x 2200 | 825 | N | S | Painted hardwood | None | Painted hardwood | 135 | N/A | None | None | Bathlock | None |  | None | Flat Matte Black
5 | 73 | DRS | A02 | Flat 13 | 910 x 2200 | 825 | N | S | Painted hardwood | None | Painted hardwood | 120 | N/A | None | None | None | None |  | None | Flat Matte Black
5 | 74 | DRS | A01 | Flat 12 | 1010 x 2200 | 850 | N | S | Painted hardwood | None | Painted hardwood | 268 | 29 | FC30S | Concealed | Eurocylinder | None | To meet PAS 24:2012 & AD Q | Apartment number | Flat Matte Black
5 | 75 | DRS | A02 | Flat 12 | 1010 x 2200 | 825 | N | S | Painted hardwood | None | Painted hardwood | 120 | N/A | None | None | None | None |  | None | Flat Matte Black
5 | 76 | DRS | A02 | Flat 12 | 1010 x 2200 | 825 | N | S | Painted hardwood | None | Painted hardwood | 135 | N/A | None | None | Bathlock | None |  | None | Flat Matte Black
5 | 77 | DRS | A04 | Flat 12 | 1195 x 2200 | N/A | N | D | Painted hardwood | None | Painted hardwood | 120 | N/A | None | None | None | None |  | None | Flat Matte Black
5 | 78 | DRS | A01 | Flat 11 | 1010 x 2200 | 850 | N | S | Painted hardwood | None | Painted hardwood | 268 | 29 | FC30S | Concealed | Eurocylinder | None | To meet PAS 24:2012 & AD Q | Apartment number | Flat Matte Black
5 | 79 | DRS | A02 | Flat 11 | 1010 x 2200 | 825 | N | S | Painted hardwood | None | Painted hardwood | 120 | N/A | None | None | None | None |  | None | Flat Matte Black
5 | 80 | DRS | A02 | Flat 11 | 1010 x 2200 | 825 | N | S | Painted hardwood | None | Painted hardwood | 120 | N/A | None | None | None | None |  | None | Flat Matte Black
5 | 81 | DRS | A02 | Flat 11 | 1010 x 2200 | 825 | N | S | Painted hardwood | None | Painted hardwood | 120 | N/A | None | None | None | None |  | None | Flat Matte Black
5 | 82 | DRS | A02 | Flat 11 | 1010 x 2200 | 825 | N | S | Painted hardwood | None | Painted hardwood | 135 | N/A | None | None | Bathlock | None |  | None | Flat Matte Black
5 | 83 | DRS | A03 | Flat 11 | 2000 x 2200 | 825 | N | S | Painted hardwood | None | Painted hardwood | 135 | N/A | None | None | Bathlock | None |  | None | Flat Matte Black
5 | 84 | DRS | A04 | Flat 11 | 1540 x 2200 | N/A | N | D | Painted hardwood | None | Painted hardwood | 120 | N/A | None | None | None | None |  | None | Flat Matte Black
5 | 85 | DRS | A01 | Flat 10 | 1010 x 2200 | 850 | N | S | Painted hardwood | None | Painted hardwood | 268 | 29 | FC30S | Concealed | Eurocylinder | None | To meet PAS 24:2012 & AD Q | Apartment number | Flat Matte Black
5 | 86 | DRS | A02 | Flat 10 | 1010 x 2200 | 825 | N | S | Painted hardwood | None | Painted hardwood | 135 | N/A | None | None | Bathlock | None |  | None | Flat Matte Black
5 | 87 | DRS | A02 | Flat 10 | 1010 x 2200 | 825 | N | S | Painted hardwood | None | Painted hardwood | 120 | N/A | None | None | None | None |  | None | Flat Matte Black
5 | 88 | DRS | A03 | Flat 10 | 2000 x 2200 | 825 | N | S | Painted hardwood | None | Painted hardwood | 120 | N/A | None | None | None | None |  | None | Flat Matte Black
5 | 89 | DRS | A02 | Flat 10 | 1010 x 2200 | 825 | N | S | Painted hardwood | None | Painted hardwood | 120 | N/A | None | None | None | None |  | None | Flat Matte Black
5 | 90 | DRS | A02 | Flat 10 | 1010 x 2200 | 825 | N | S | Painted hardwood | None | Painted hardwood | 135 | N/A | None | None | Bathlock | None |  | None | Flat Matte Black
5 | 91 | DRS | A04 | Flat 10 | 1540 x 2200 | N/A | N | D | Painted hardwood | None | Painted hardwood | 120 | N/A | None | None | None | None |  | None | Flat Matte Black
5 | 92 | DRS | A01 | Flat 9 | 1010 x 2200 | 850 | N | S | Painted hardwood | None | Painted hardwood | 268 | 29 | FC30S | Concealed | Eurocylinder | None | To meet PAS 24:2012 & AD Q | Apartment number | Flat Matte Black
5 | 93 | DRS | A02 | Flat 9 | 1010 x 2200 | 825 | N | S | Painted hardwood | None | Painted hardwood | 120 | N/A | None | None | None | None |  | None | Flat Matte Black
5 | 94 | DRS | A04 | Flat 9 | 1340 x 2200 | N/A | N | D | Painted hardwood | None | Painted hardwood | 120 | N/A | None | None | None | None |  | None | Flat Matte Black
5 | 95 | DRS | A02 | Flat 9 | 1010 x 2200 | 825 | N | S | Painted hardwood | None | Painted hardwood | 120 | N/A | None | None | None | None |  | None | Flat Matte Black
5 | 96 | DRS | A01 | Flat 8 | 1010 x 2200 | 850 | N | S | Painted hardwood | None | Painted hardwood | 268 | 29 | FC30S | Concealed | Eurocylinder | None | To meet PAS 24:2012 & AD Q | Apartment number | Flat Matte Black
5 | 97 | DRS | A04 | Flat 8 | 1595 x 2200 | N/A | N | D | Painted hardwood | None | Painted hardwood | 120 | N/A | None | None | None | None |  | None | Flat Matte Black
5 | 98 | DRS | A02 | Flat 8 | 910 x 2200 | 750 | N | S | Painted hardwood | None | Painted hardwood | 135 | N/A | None | None | Bathlock | None |  | None | Flat Matte Black
5 | 99 | DRS | A02 | Flat 8 | 1010 x 2200 | 825 | N | S | Painted hardwood | None | Painted hardwood | 120 | N/A | None | None | None | None |  | None | Flat Matte Black
5 | 100 | DRS | A02 | Flat 8 | 1010 x 2200 | 825 | N | S | Painted hardwood | None | Painted hardwood | 120 | N/A | None | None | None | None |  | None | Flat Matte Black
5 | 101 | DRS | A02 | Flat 8 | 1010 x 2200 | 825 | N | S | Painted hardwood | None | Painted hardwood | 135 | N/A | None | None | Bathlock | None |  | None | Flat Matte Black
5 | 102 | DRS | A01 | Flat 7 | 1010 x 2200 | 850 | N | S | Painted hardwood | None | Painted hardwood | 268 | 29 | FC30S | Concealed | Eurocylinder | None | To meet PAS 24:2012 & AD Q | Apartment number | Flat Matte Black
5 | 103 | DRS | A04 | Flat 7 | 1340 x 2200 | N/A | N | D | Painted hardwood | None | Painted hardwood | 120 | N/A | None | None | None | None |  | None | Flat Matte Black
5 | 104 | DRS | A02 | Flat 7 | 1010 x 2200 | 825 | N | S | Painted hardwood | None | Painted hardwood | 120 | N/A | None | None | None | None |  | None | Flat Matte Black
5 | 105 | DRS | A02 | Flat 7 | 1010 x 2200 | 825 | N | S | Painted hardwood | None | Painted hardwood | 120 | N/A | None | None | None | None |  | None | Flat Matte Black
5 | 106 | DRS | A02 | Flat 7 | 1010 x 2200 | 825 | N | S | Painted hardwood | None | Painted hardwood | 135 | N/A | None | None | Bathlock | None |  | None | Flat Matte Black
5 | 107 | DRS | A02 | Flat 7 | 1010 x 2200 | 825 | N | S | Painted hardwood | None | Painted hardwood | 120 | N/A | None | None | None | None |  | None | Flat Matte Black
5 | 108 | DRS | A06 | Flat 7 | 1375 x 2300 (inc. fixed side panel) | 825 | N/A | S | Steel framed glazed door and fixed panel with PPC finish | None | Steel with PPC finish | 135 | N/A | None | None | Bathlock | None |  | None | Flat Matte Black
5 | 109 | DRS | A02 | Flat 9 | 1010 x 2200 | 825 | N | S | Painted hardwood | None | Painted hardwood | 135 | N/A | None | None | Bathlock | None |  | None | Flat Matte Black
5 | 110 | DRS | R01 | Resi lobby | 1595 x 2100 | N/A | N | D | Painted hardwood | None | Painted hardwood | 102 | N/A | FC30S | None | Eurocylinder | None |  | Fire door keep locked lollipop to leading edge | Flat Matte Black
5 | 111 | DRS | A05 | Gas meter cupboard | 500 x 500 | N/A | N | S | Painted hardwood | None | Painted hardwood | 120 | N/A | FD30S | None | None | None |  | None | Flat Matte Black
5 | 112 | DRS | A05 | Gas meter cupboard | 500 x 500 | N/A | N | S | Painted hardwood | None | Painted hardwood | 120 | N/A | FD30S | None | None | None |  | None | Flat Matte Black
5 | 113 | DRS | A05 | Gas meter cupboard | 500 x 500 | N/A | N | S | Painted hardwood | None | Painted hardwood | 120 | N/A | FD30S | None | None | None |  | None | Flat Matte Black
5 | 114 | DRS | A05 | Gas meter cupboard | 500 x 500 | N/A | N | S | Painted hardwood | None | Painted hardwood | 120 | N/A | FD30S | None | None | None |  | None | Flat Matte Black
5 | 115 | DRS | A05 | Gas meter cupboard | 500 x 500 | N/A | N | S | Painted hardwood | None | Painted hardwood | 120 | N/A | FD30S | None | None | None |  | None | Flat Matte Black
5 | 116 | DRS | A05 | Gas meter cupboard | 500 x 500 | N/A | N | S | Painted hardwood | None | Painted hardwood | 120 | N/A | FD30S | None | None | None |  | None | Flat Matte Black
5 | 117 | DRS | A05 | Gas meter cupboard | 500 x 500 | N/A | N | S | Painted hardwood | None | Painted hardwood | 120 | N/A | FD30S | None | None | None |  | None | Flat Matte Black
5 | 118 | DRS | A05 | Gas meter cupboard | 500 x 500 | N/A | N | S | Painted hardwood | None | Painted hardwood | 120 | N/A | FD30S | None | None | None |  | None | Flat Matte Black
5 | 119 | DRS | A05 | Gas meter cupboard | 500 x 500 | N/A | N | S | Painted hardwood | None | Painted hardwood | 120 | N/A | FD30S | None | None | None |  | None | Flat Matte Black
5 | 120 | DRS | A05 | Gas meter cupboard | 500 x 500 | N/A | N | S | Painted hardwood | None | Painted hardwood | 120 | N/A | FD30S | None | None | None |  | None | Flat Matte Black
5 | 121 | DRS | A05 | Gas meter cupboard | 500 x 500 | N/A | N | S | Painted hardwood | None | Painted hardwood | 120 | N/A | FD30S | None | None | None |  | None | Flat Matte Black
5 | 122 | DRS | A05 | Gas meter cupboard | 500 x 500 | N/A | N | S | Painted hardwood | None | Painted hardwood | 120 | N/A | FD30S | None | None | None |  | None | Flat Matte Black
5 | 123 | DRS | A05 | Gas meter cupboard | 500 x 500 | N/A | N | S | Painted hardwood | None | Painted hardwood | 120 | N/A | FD30S | None | None | None |  | None | Flat Matte Black
5 | 124 | DRS | A05 | Gas meter cupboard | 500 x 500 | N/A | N | S | Painted hardwood | None | Painted hardwood | 120 | N/A | FD30S | None | None | None |  | None | Flat Matte Black
5 | 125 | DRS | A05 | Gas meter cupboard | 500 x 500 | N/A | N | S | Painted hardwood | None | Painted hardwood | 120 | N/A | FD30S | None | None | None |  | None | Flat Matte Black
5 | 126 | DRS | A05 | Store cupboard | 500 x 500 | N/A | N | S | Painted hardwood | None | Painted hardwood | 120 | N/A | None | None | None | None |  | None | Flat Matte Black
5 | 127 | DRS | A05 | Store cupboard | 500 x 500 | N/A | N | S | Painted hardwood | None | Painted hardwood | 120 | N/A | None | None | None | None |  | None | Flat Matte Black
5 | 128 | DRS | A05 | Store cupboard | 500 x 500 | N/A | N | S | Painted hardwood | None | Painted hardwood | 120 | N/A | None | None | None | None |  | None | Flat Matte Black
5 | 129 | DRS | A05 | Store cupboard | 500 x 500 | N/A | N | S | Painted hardwood | None | Painted hardwood | 120 | N/A | None | None | None | None |  | None | Flat Matte Black
5 | 130 | DRS | A05 | Store cupboard | 500 x 500 | N/A | N | S | Painted hardwood | None | Painted hardwood | 120 | N/A | None | None | None | None |  | None | Flat Matte Black
5 | 131 | DRS | A05 | Store cupboard | 500 x 500 | N/A | N | S | Painted hardwood | None | Painted hardwood | 120 | N/A | None | None | None | None |  | None
5 | 132 | DRS | R02 | Core 1 | 450 x 650 | to fit cabinet | N | S | Plasterboard | None | Concealed metal | 102 | N/A | FD60S | None | Fire person's key | None |  | Dry riser' | Flat Matte Black
5 | 133 | DRS | R01 | Plant | 1200 x 2200 | N/A | N | D | Painted timber | None | Painted timber | existing | N/A | FD60S | None | Eurocylinder | None |  | Fire door keep locked lollipop to leading edge | Flat Matte Black
5 | 134 | DRS | R01 | Plant | 1200 x 2200 | N/A | N | D | Painted timber | None | Painted timber | existing | N/A | FD60S | None | Eurocylinder | None |  | Fire door keep locked lollipop to leading edge | Flat Matte Black
5 | 135 | DRS | E06 | Gas Meter Room | 910 x 2100 | 850 | N | S | Metal wrapped timber PPC Finish | Yes | Metal wrapped timber PPC Finish | N/A | N/A | FD60S | None | Digilock | None |  | Fire door keep locked lollipop to leading edge | Flat Matte Black
05LL | 1 | DRS | R10 | Fifth Floor Lower Level | 1200x 925 | N/A | N | S | Powder coated metal | None | Powder coated metal | 100 | N/A | FD30S | None | Eurocylinder | None |  |  | Satin Stainless Steel
05LL | 2 | DRS | R10 | Fifth Floor Lower Level | 1010x975 | N/A | N | S | Powder coated metal | None | Powder coated metal | 100 | N/A | FD30S | None | Eurocylinder | None |  |  | Satin Stainless Steel
05LL | 3 | DRS | R10 | Fifth Floor Lower Level | 1010x975 | N/A | N | S | Powder coated metal | None | Powder coated metal | 100 | N/A | FD30S | None | Eurocylinder | None |  |  | Satin Stainless Steel
05LL | 4 | DRS | R10 | Fifth Floor Lower Level | 1010x975 | N/A | N | S | Powder coated metal | None | Powder coated metal | 100 | N/A | FD30S | None | Eurocylinder | None |  |  | Satin Stainless Steel
05LL | 5 | DRS | R10 | Fifth Floor Lower Level | 1010x975 | N/A | N | S | Powder coated metal | None | Powder coated metal | 100 | N/A | FD30S | None | Eurocylinder | None |  |  | Satin Stainless Steel
05LL | 6 | DRS | R10 | Fifth Floor Lower Level | 1200x 800 | N/A | N | S | Powder coated metal | None | Powder coated metal | 100 | N/A | FD30S | None | Eurocylinder | None |  |  | Satin Stainless Steel
05LL | 7 | DRS | R10 | Fifth Floor Lower Level | 1010x975 | N/A | N | S | Powder coated metal | None | Powder coated metal | 100 | N/A | FD30S | None | Eurocylinder | None |  |  | Satin Stainless Steel
05LL | 8 | DRS | R10 | Fifth Floor Lower Level | 1010x975 | N/A | N | S | Powder coated metal | None | Powder coated metal | 100 | N/A | FD30S | None | Eurocylinder | None |  |  | Satin Stainless Steel
05LL | 9 | DRS | R10 | Fifth Floor Lower Level | 1010x975 | N/A | N | S | Powder coated metal | None | Powder coated metal | 100 | N/A | FD30S | None | Eurocylinder | None |  |  | Satin Stainless Steel
05LL | 10 | DRS | R10 | Fifth Floor Lower Level | 1010x975 | N/A | N | S | Powder coated metal | None | Powder coated metal | 100 | N/A | FD30S | None | Eurocylinder | None |  |  | Satin Stainless Steel
05LL | 11 | DRS | R10 | Fifth Floor Lower Level | 1010x975 | N/A | N | S | Powder coated metal | None | Powder coated metal | 100 | N/A | FD30S | None | Eurocylinder | None |  |  | Satin Stainless Steel
05LL | 12 | DRS | R10 | Fifth Floor Lower Level | 1010x975 | N/A | N | S | Powder coated metal | None | Powder coated metal | 100 | N/A | FD30S | None | Eurocylinder | None |  |  | Satin Stainless Steel
05LL | 13 | DRS | R10 | Fifth Floor Lower Level | 1010x975 | N/A | N | S | Powder coated metal | None | Powder coated metal | 100 | N/A | FD30S | None | Eurocylinder | None |  |  | Satin Stainless Steel
05LL | 14 | DRS | R10 | Fifth Floor Lower Level | 1010x975 | N/A | N | S | Powder coated metal | None | Powder coated metal | 100 | N/A | FD30S | None | Eurocylinder | None |  |  | Satin Stainless Steel
05LL | 15 | DRS | R10 | Fifth Floor Lower Level | 1010x975 | N/A | N | S | Powder coated metal | None | Powder coated metal | 100 | N/A | FD30S | None | Eurocylinder | None |  |  | Satin Stainless Steel
05LL | 16 | DRS | R10 | Fifth Floor Lower Level | 1010x975 | N/A | N | S | Powder coated metal | None | Powder coated metal | 100 | N/A | FD30S | None | Eurocylinder | None |  |  | Satin Stainless Steel
05LL | 17 | DRS | R10 | Fifth Floor Lower Level | 1010x810 | N/A | N | S | Powder coated metal | None | Powder coated metal | 100 | N/A | FD30S | None | Eurocylinder | None |  |  | Satin Stainless Steel
05LL | 18 | DRS | R10 | Fifth Floor Lower Level | 1010x810 | N/A | N | S | Powder coated metal | None | Powder coated metal | 100 | N/A | FD30S | None | Eurocylinder | None |  |  | Satin Stainless Steel
05LL | 19 | DRS | R10 | Fifth Floor Lower Level | 1010x975 | N/A | N | S | Powder coated metal | None | Powder coated metal | 100 | N/A | FD30S | None | Eurocylinder | None |  |  | Satin Stainless Steel
05LL | 20 | DRS | R10 | Fifth Floor Lower Level | 1200 x 740 | N/A | N | S | Powder coated metal | None | Powder coated metal | 100 | N/A | FD30S | None | Eurocylinder | None |  |  | Satin Stainless Steel
05LL | 21 | DRS | R10 | Fifth Floor Lower Level | 1010x890 | N/A | N | S | Powder coated metal | None | Powder coated metal | 100 | N/A | FD30S | None | Eurocylinder | None |  |  | Satin Stainless Steel
05LL | 22 | DRS | R10 | Fifth Floor Lower Level | 1010x975 | N/A | N | S | Powder coated metal | None | Powder coated metal | 100 | N/A | FD30S | None | Eurocylinder | None |  |  | Satin Stainless Steel
05LL | 23 | DRS | R10 | Fifth Floor Lower Level | 1010x975 | N/A | N | S | Powder coated metal | None | Powder coated metal | 100 | N/A | FD30S | None | Eurocylinder | None |  |  | Satin Stainless Steel
05LL | 24 | DRS | R10 | Fifth Floor Lower Level | 1200 x 700 | N/A | N | S | Powder coated metal | None | Powder coated metal | 100 | N/A | FD30S | None | Eurocylinder | None |  |  | Satin Stainless Steel
05LL | 25 | DRS | R10 | Fifth Floor Lower Level | 1010x975 | N/A | N | S | Powder coated metal | None | Powder coated metal | 100 | N/A | FD30S | None | Eurocylinder | None |  |  | Satin Stainless Steel
05LL | 26 | DRS | R10 | Fifth Floor Lower Level | 1010x975 | N/A | N | S | Powder coated metal | None | Powder coated metal | 100 | N/A | FD30S | None | Eurocylinder | None |  |  | Satin Stainless Steel
05LL | 27 | DRS | R10 | Fifth Floor Lower Level | 1010x975 | N/A | N | S | Powder coated metal | None | Powder coated metal | 100 | N/A | FD30S | None | Eurocylinder | None |  |  | Satin Stainless Steel
05LL | 28 | DRS | R10 | Fifth Floor Lower Level | 1010x975 | N/A | N | S | Powder coated metal | None | Powder coated metal | 100 | N/A | FD30S | None | Eurocylinder | None |  |  | Satin Stainless Steel
05LL | 29 | DRS | R10 | Fifth Floor Lower Level | 1010x975 | N/A | N | S | Powder coated metal | None | Powder coated metal | 100 | N/A | FD30S | None | Eurocylinder | None |  |  | Satin Stainless Steel
6 | 1 | DRS | E06 | Plant | 1340 x 2100 | 1200 | N | D | Metal wrapped timber, PPC finish | None | PPC Metal warpped timber |  | N/A | None | None | Eurocylinder | None |  | None | Satin Stainless Steel
6 | 2 | DRS | E06 | Plant | 1010 x 2100 | 925 | N | S | Metal wrapped timber, PPC finish | None | PPC Metal warpped timber |  | N/A | None | N/A |  |  |  |  | Satin Stainless Steel
6 | 3 | DRS | E06 | Plant | 1340 x 2100 | 1200 | N | D | Metal wrapped timber, PPC finish | None | PPC Metal warpped timber |  | N/A | None | N/A |  |  |  |  | Satin Stainless Steel
6 | 6 | DRS | C02 | WC | 1010 x 2200 | 850 | N | S | Timber veneer | None | Hardwood | 102 | N/A | None | Pivot hinge with emergency release door stop | Bathlock, with provision to open from outside | None |  | WC | Flat Matte Black
6 | 7 | DRS | C02 | Kitchenette | 1010 x 2200 | 850 | N | S | Timber veneer | Yes | Hardwood | 102 | N/A | FD60S | Concealed | Eurocylinder | None |  | Fire door keep shut lollipop to leading edge
6 | 8 | DRS | C02 | WC | 825 x 2200 | 750 | N | S | Timber veneer | None | Hardwood | 102 | N/A | FD60S | Rising butt hinge with damper | Bathlock | None |  | WC | Flat Matte Black
6 | 9 | DRS | R02 | Core 1 | 450 x 650 | to fit cabinet | N | S | Plasterboard | None | Concealed metal | 119 | N/A | FD60S | None | Fire person's key | None |  | Dry riser' | Flat Matte Black
6 | 10 | DRS | R08 | Riser | 1200 x 2200 | N/A | N | D | Plasterboard | None | Concealed metal | 102 | N/A | FD60S | None | Eurocylinder | None |  | Fire door keep locked lollipop to leading edge | Flat Matte Black
6 | 11 | DRS | R08 | Riser | 1200 x 2200 | N/A | N | D | Plasterboard | None | Concealed metal | 102 | N/A | FD60S | None | Eurocylinder | None |  | Fire door keep locked lollipop to leading edge | Flat Matte Black
6 | 12 | DRS | L01 | Lift |  | 900 |  | D | [5 empty] | FD60 | N/A |  |  |  |  | Flat Matte Black
6 | 13 | DRS | R01 | Riser | 1340 x 2200 | N/A | N | D | Plasterboard | None | Concealed metal | 119 | N/A | FD60 | None | Eurocylinder | None |  | Fire door keep locked lollipop to leading edge | Flat Matte Black
6 | 14 | DRS | C06 | Cloakroom | 1940 x 2200 | 825 | N | D | Timber veneer | None | Hardwood | 102 | N/A | FD60S | Concealed | Eurocylinder | V-lock with card reader |  | Fire door keep shut lollipop to leading edge | Flat Matte Black
6 | 15 | DRS | R01 | Riser | 1540 x 2200 | N/A | N | D | Painted timber | None | Painted timber | 119 | N/A | FD60 | None | Eurocylinder | None |  | Fire door keep locked lollipop to leading edge | Flat Matte Black
6 | 17 | DRS | E08 | Terrace | 1250 x 2100 | 1150 | N | S | PPC coated Metal wrapped timber | N/A | PPC coated Metal wrapped timber |  | N/A | N/A | N/A | Eurocylinder | None |  | None | Satin Stainless Steel
6 | 18 | DRS | C04 | Core 01 | 1250 x 2200 | 1050 | N/A | S | Glazed | N/A None | Hardwood | N/A | N/A | FD60S | Concealed | Eurocylinder | V-lock with card reader |  | Fire door keep shut lollipop to leading edge | Flat Matte Black
6 | 19 | DRS | E06 | Plant | 1010 x 2100 | 925 | N | S | Metal wrapped timber, PPC finish |  | PPC Metal warpped timber |  | N/A | None | None | Eurocylinder | None |  | None | Satin Stainless Steel
6 | 20 | DRS | E06 | Plant | 1340 x 2100 | 1200 | N | D | Metal wrapped timber, PPC finish | None | PPC Metal warpped timber |  | N/A | None | None | Eurocylinder | None |  | None | Satin Stainless Steel
6 | 21 | DRS | E06 | Plant | 1010 x 2100 | 925 | N | S | Metal wrapped timber, PPC finish | None | PPC Metal warpped timber |  | N/A | None | None | Eurocylinder | None |  | None | Satin Stainless Steel
B1 | 1 | DRS | C08 | Gas Meter Cupboards | 1340 x 990 | N/A | N | D | Painted Timber | None | Painted Timber | 100mm | N/A | FD60S | None | Eurocylinder | None |  | Fire door keep shut lollipop to leading edge | Satin Stainless Steel | Fire rated grille, as per specification
B1 | 2 | DRS | C08 | Gas Meter Cupboards | 1340 x 1280 | N/A | N | D | Painted Timber | None | Painted Timber | 100mm | N/A | FD60S | None | Eurocylinder | None |  | Fire door keep shut lollipop to leading edge | Satin Stainless Steel | Fire rated grille, as per specification
B1 | 3 | DRS | C08 | Gas Meter Cupboards | 1340 x 1880 | N/A | N | D | Painted Timber | None | Painted Timber | 100mm | N/A | FD60S | None | Eurocylinder | None |  | Fire door keep shut lollipop to leading edge | Satin Stainless Steel | Fire rated grille, as per specification
B1 | 4 | DRS | C08 | Gas Meter Cupboards | 1340 x 2020 | N/A | N | D | Painted Timber | None | Painted Timber | 100mm | N/A | FD60S | None | Eurocylinder | None |  | Fire door keep shut lollipop to leading edge | Satin Stainless Steel | Fire rated grille, as per specification
B2 | 1 | DRS | C07 | Store | 1010 x 2100 | 925 | N | S | Painted timber | Yes | Painted timber | 100mm | N/A | FD30S | None | Eurocylinder | None |  | Fire door keep locked lollipop to leading edge | Satin Stainless Steel
B2 | 2 | DRS | C08 | Store | 1340 x 2100 | 1200 | N | D | Painted timber | Yes | Painted timber | 100mm | N/A | FD30S | None | Eurocylinder | None |  | Fire door keep locked lollipop to leading edge | Satin Stainless Steel
B2 | 3 | DRS | C07 | Riser | 1010 x 2100 | 925 | N | S | Painted timber | Yes | Painted timber | 100mm | N/A | FD30S | Surface Mounted | Eurocylinder | None |  | Fire door keep shut lollipop to leading edge | Satin Stainless Steel
B2 | 4 | DRS | C08 | Store | 1340 x 2100 | 1200 | N | D | Painted timber | Yes | Painted timber | 100mm | N/A | FD60 | None | Eurocylinder | None |  | Fire door keep locked lollipop to leading edge | Satin Stainless Steel
B2 | 5 | DRS | C08 | Riser | 1340 x 2100 | 1200 | N | D | Painted timber | Yes | Painted timber | 100mm | N/A | FD60S | None | Eurocylinder | None |  | Fire door keep locked lollipop to leading edge | Satin Stainless Steel
B2 | 6 | DRS | C08 | Ramp | 2240 x 2100 | 2000 | Y | D | Painted timber | Yes | Painted timber | 100mm | N/A | FD30S | Concealed | Eurocylinder | On hold open maglocks linked to fire alarm |  |  | Satin Stainless Steel
B2 | 7 | DRS | C07 | Store | 550 x 2100 | N/A | N | S | Painted timber | Yes | Painted timber | 100mm | N/A | FD30S | None | Eurocylinder | None |  | Fire door keep locked lollipop to leading edge | Satin Stainless Steel
B2 | 8 | DRS | C06 | Resi. Cycles | 2570 x 2250 | N/A | Y | D | Painted timber | Yes | Painted timber | 100mm | N/A | FD30S | Surface Mounted | Deadlock Push to exit Automatic opening | Fob controlled Access Control UKPN override |  | Fire door keep shut lollipop to leading edge | Satin Stainless Steel
B2 | 9 | DRS | C07 | Transformer Area | Existing 1010 x 2100 (nom.) | existing | N | S | Painted timber | Yes | Painted timber | Existing | N/A | 240 minutes | Surface Mounted | Eurocylinder, with UKPN key | None |  | Fire door keep shut lollipop to leading edge | Satin Stainless Steel
B2 | 12 | DRS | C08 | Plant | 1340 x 2100 | 1200 | N | D | Painted timber | Yes | Painted timber | 100mm | N/A | FD30S | None | Eurocylinder | None |  | Fire door keep locked lollipop to leading edge | Satin Stainless Steel
B2 | 13 | DRS | C08 | Plant | Existing 1425 x 2100 (nom.) | existing | N | D | Painted timber | Yes | Painted timber | Existing | N/A | 240 minutes | Surface Mounted | Eurocylinder | None |  | Fire door keep shut lollipop to leading edge | Satin Stainless Steel
B2 | 14 | DRS | C08 | Plant | 1340 x 2100 | 1200 | N | D | Painted timber | Yes | Painted timber | 100mm | N/A | FD60S | None | Eurocylinder | None |  | Fire door keep locked lollipop to leading edge | Satin Stainless Steel
B2 | 15 | DRS | C08 | Plant | 1340 x 2100 | 1200 | N | D | Painted timber | Yes | Painted timber | 100mm | N/A | FD60S | None | Eurocylinder | None |  | Fire door keep locked lollipop to leading edge | Satin Stainless Steel
B2 | 16 | DRS | WC02 | WCs | 910 x 2100 | 825 | N | S | High pressure laminate | None | High pressure laminate | N/A Door panel are partition integral | N/A | None | Rising butt hinge with damper | Bathlock | None |  | Shower | Flat Matte Black
B2 | 17 | DRS | WC02 | WCs | 910 x 2100 | 825 | N | S | High pressure laminate | None | High pressure laminate | N/A Door panel are partition integral | N/A | None | Rising butt hinge with damper | Bathlock | None |  | Shower | Flat Matte Black
B2 | 18 | DRS | WC02 | WCs | 910 x 2100 | 825 | N | S | High pressure laminate | None | High pressure laminate | N/A Door panel are partition integral | N/A | None | Rising butt hinge with damper | Bathlock | None |  | Shower | Flat Matte Black
B2 | 19 | DRS | WC02 | WCs | 910 x 2100 | 825 | N | S | High pressure laminate | None | High pressure laminate | N/A Door panel are partition integral | N/A | None | Rising butt hinge with damper | Bathlock | None |  | Shower | Flat Matte Black
B2 | 20 | DRS | WC02 | WCs | 910 x 2100 | 825 | N | S | High pressure laminate | None | High pressure laminate | N/A Door panel are partition integral | N/A | None | Rising butt hinge with damper | Bathlock | None |  | Shower | Flat Matte Black
B2 | 21 | DRS | WC02 | WCs | 910 x 2100 | 825 | N | S | High pressure laminate | None | High pressure laminate | N/A Door panel are partition integral | N/A | None | Rising butt hinge with damper | Bathlock | None |  | Shower | Flat Matte Black
B2 | 22 | DRS | C07 | Store | 1010 x 2100 | 825 | N | S | Painted timber | Yes | Painted timber | 125mm | N/A | FD30S | Concealed | Manual keypad | None |  | Fire door keep shut lollipop to leading edge | Flat Matte Black
B2 | 30 | DRS | C08 | Riser | 1340 x 2100 | 1200 | N | D | Painted timber | Yes | Painted timber | 100mm | N/A | FD60 | None | Eurocylinder | None |  | Fire door keep locked lollipop to leading edge | Satin Stainless Steel
B2 | 31 | DRS | C07 | Ramp | 1250 x 2100 | 1050 | N | S | Painted timber | Yes | Painted timber | 100mm | N/A | FD60S | Surface Mounted | Eurocylinder | None |  | Fire door keep shut lollipop to leading edge | Satin Stainless Steel
B2 | 32 | DRS | C07 | Corridor | 1250 x 2100 | 1050 | N | S | Painted timber | Yes | Painted timber | N/A | N/A | FD60S | Surface Mounted | Panic sash lock . | Door contacts linked to BMS alarm |  | Fire door keep shut lollipop to leading edge | Satin Stainless Steel
B2 | 33 | DRS | C07 | Corridor | 1010 x 2100 | 825 | N | S | Painted timber | Yes | Painted timber | N/A | N/A | FD60S | Surface Mounted | Eurocylinder | None | 0 | Fire door keep shut lollipop to leading edge | Satin Stainless Steel
B2 | 34 | DRS | C07 | Corridor | 1250 x 2100 | 1050 | N | S | Painted timber | Yes | Painted timber | N/A | N/A | FD60S | Surface Mounted | Eurocylinder | None |  | Fire door keep shut lollipop to leading edge | Satin Stainless Steel
B2 | 35 | DRS | C07 | WC Lobby | 1010 x 2100 | 825 | N | S | Painted Timber | Yes | Painted Timber | 135mm | N/A | FD30S | Concealed | Panic sash lock . | Door contacts linked to BMS alarm |  | Fire door keep shut lollipop to leading edge | Flat Matte Black
B2 | 36 | DRS | C07 | WC Lobby | 1640 x 2100 | 1500 | N | S | Painted Timber | Yes | Painted Timber | N/A | N/A | FD60 | Surface Mounted | Eurocylinder | None |  | Fire door keep shut lollipop to leading edge | Flat Matte Black
B2 | 37 | DRS | C07 | Restaurant | 1250 x 2100 | 1050 | N | S | Painted timber | Yes | Painted timber | N/A | N/A | FD30S | Surface Mounted | Panic sash lock . | Door contacts linked to BMS alarm |  | Fire door keep shut lollipop to leading edge | Satin Stainless Steel
B2 | 38 | DRS | C08 | Plant | 1540 x 2100 | 1400 | N | D | Painted timber | Yes | Painted timber | 100mm | N/A | FD60 | None | Eurocylinder | None |  | Fire door keep locked lollipop to leading edge | Satin Stainless Steel
B2 | 39 | DRS | C08 | Plant | 1540 x 2100 | 1400 | N | D | Painted timber | Yes | Painted timber | 100mm | N/A | FD60 | None | Eurocylinder | None |  | Fire door keep locked lollipop to leading edge | Satin Stainless Steel