## Door Comparison
BAM - CANNON STREET
DOOR COMPARISON
Door | Door | Door | Frame | Frame
Ref | Type | Material | Width | Height | S/W | H/W | FD30 | FD60 | dB | Qty | Rate | Delivery | Rate
/120
DB.01 | A3 |  | 1010 | 2300 |  | 1 |  | 1 |  | 1 | 833.95 |  | 833.95
DB.02 | A3 |  | 1010 | 2300 |  | 1 |  | 1 |  | 1 | 560.12 |  | 560.12
DB.03 | A1 |  | 1233 | 2300 |  | 1 |  |  |  | 1 | 782.07 |  | 782.07
DB.04 | A1 |  | 1130 | 2300 |  | 1 |  | 1 |  | 1 | 1137.73 |  | 1137.73
DB.05 | B1 |  | 895 | 2300 |  | 1 |  |  |  | 1 | 335.72 |  | 335.72
DB.06 | B1 |  | 895 | 2300 |  | 1 |  |  |  | 1 | 335.72 |  | 335.72
DB.07 | B1 |  | 895 | 2300 |  | 1 |  |  |  | 1 | 335.72 |  | 335.72
DB.08 | B5 |  | 1665 | 2300 |  | 1 |  | 1 |  | 1 | 1362.72 |  | 1362.72
DB.09 | B5 |  | 2020 | 2300 |  | 1 |  |  |  | 1 | 1026.38 |  | 1026.38
DB.10 | B5 |  | 2020 | 2300 |  | 1 |  |  |  | 1 | 1026.38 |  | 1026.38
DB.11 | B1 |  | 1060 | 2300 |  | 1 |  | 1 |  | 1 | 443.96 |  | 443.96
DB.12 | B2 |  | 2020 | 2300 |  | 1 |  | 1 |  | 1 | 926.6 |  | 926.6
DB.13 | B1 |  | 1060 | 2300 |  | 1 |  | 1 |  | 1 | 443.96 |  | 443.96
DB.14 | B5 |  | 2020 | 2300 |  | 1 |  | 1 |  | 1 | 1419.76 |  | 1419.76
DB.15 | B2 |  | 1060 | 2300 |  | 1 |  | 1 |  | 1 | 690.51 |  | 690.51
DB.16 | B2 |  | 2020 | 2300 |  | 1 |  | 1 |  | 1 | 926.6 |  | 926.6
DB.17 | B2 |  | 2020 | 2300 |  | 1 |  | 1 |  | 1 | 926.6 |  | 926.6
DB.18 | B1 |  | 910 | 2300 |  | 1 |  |  |  | 1 | 338.14 |  | 338.14
DB.19 | B5 |  | 2020 | 2300 |  | 1 |  |  |  | 1 | 1026.38 |  | 1026.38
DB.20 | OMITTED
DB.21 | B2 |  | 2020 | 2300 |  | 1 |  | 1 |  | 1 | 926.6 |  | 926.6
DB.22 | B2 |  | 2020 | 2300 |  | 1 |  | 1 |  | 1 | 926.6 |  | 926.6
DB.23 | B1 |  | 1060 | 2300 |  | 1 |  | 1 |  | 1 | 443.96 |  | 443.96
DB.24 | B2 |  | 2020 | 2300 |  | 1 |  | 1 |  | 1 | 926.6 |  | 926.6
DB.25 | B2 |  | 2020 | 2300 |  | 1 |  | 1 |  | 1 | 926.6 |  | 926.6
DB.26 | B1 |  | 1060 | 2300 |  | 1 |  | 1 |  | 1 | 443.96 |  | 443.96
DB.27 | B2 |  | 2020 | 2300 |  | 1 |  | 1 |  | 1 | 926.6 |  | 926.6
DB.28 | B1 |  | 1010 | 2300 |  | 1 |  | 1 |  | 1 | 676.6 |  | 676.6
DB.29 | A3 |  | 1010 | 2300 |  | 1 |  | 1 |  | 1 | 833.95 |  | 833.95
DB.30 | A2 |  | 2020 | 2300 |  | 1 |  | 1 |  | 1 | 2223.94 |  | 2223.94
DB.31 | A5 |  | 1060 | 2300 |  | 1 |  | 1 |  | 1 | 579.07 |  | 579.07
DB.32 | A1 |  | 1010 | 2300 |  | 1 |  |  |  | 1 | 500.28 |  | 500.28
DB.33 | A1 |  | 910 | 2300 |  | 1 |  | 1 |  | 1 | 969.9 |  | 969.9
DB.34 | A1 |  | 1010 | 2300 |  | 1 |  | 1 |  | 1 | 774.81 |  | 774.81
DB.35 | A1 |  | 910 | 2300 |  | 1 |  | 1 |  | 1 | 969.9 |  | 969.9
DB.36 | A1 |  | 910 | 2300 |  | 1 |  |  |  | 1 | 474.09 |  | 474.09
DB.37 | A3 |  | 820 | 2300 |  | 1 |  |  |  | 1 | 434.56 |  | 434.56
DB.38 | A3 |  | 820 | 2300 |  | 1 |  |  |  | 1 | 434.56 |  | 434.56
DB.39 | F |  | 710 | 2400 |  | 1 |  |  |  | 1 |  |  | 0 | Shower door
DB.40 | F |  | 710 | 2400 |  | 1 |  |  |  | 1 |  |  | 0 | Shower door
DB.41 | F |  | 710 | 2400 |  | 1 |  |  |  | 1 |  |  | 0 | Shower door
DB.42 | F |  | 710 | 2400 |  | 1 |  |  |  | 1 |  |  | 0 | Shower door
DB.43 | F |  | 710 | 2400 |  | 1 |  |  |  | 1 |  |  | 0 | Shower door
DB.44 | F |  | 710 | 2400 |  | 1 |  |  |  | 1 |  |  | 0 | Shower door
DB.45 | F |  | 710 | 2400 |  | 1 |  |  |  | 1 |  |  | 0 | Shower door
DB.46 | F |  | 710 | 2400 |  | 1 |  |  |  | 1 |  |  | 0 | Shower door
DB.47 | F |  | 710 | 2400 |  | 1 |  |  |  | 1 |  |  | 0 | Shower door
DB.48 | F |  | 710 | 2400 |  | 1 |  |  |  | 1 |  |  | 0 | Shower door
DB.49 | F |  | 710 | 2400 |  | 1 |  |  |  | 1 |  |  | 0 | Shower door
DB.50 | A1 |  | 910 | 2300 |  | 1 |  |  |  | 1 | 474.09 |  | 474.09
DB.51 | A4 |  | 950 | 2300 |  | 1 |  |  |  | 1 | 526.96 |  | 526.96
DB.52 | A3 |  | 820 | 2300 |  | 1 |  |  |  | 1 | 434.56 |  | 434.56
DB.53 | A3 |  | 820 | 2300 |  | 1 |  |  |  | 1 | 434.56 |  | 434.56
DB.54 | F |  | 710 | 2400 |  | 1 |  |  |  | 1 |  |  | 0 | Shower door
DB.55 | F |  | 710 | 2400 |  | 1 |  |  |  | 1 |  |  | 0 | Shower door
DB.56 | F |  | 710 | 2400 |  | 1 |  |  |  | 1 |  |  | 0 | Shower door
DB.57 | F |  | 710 | 2400 |  | 1 |  |  |  | 1 |  |  | 0 | Shower door
DB.58 | F |  | 710 | 2400 |  | 1 |  |  |  | 1 |  |  | 0 | Shower door
DB.59 | OMITTED
DB.60 | F |  | 710 | 2400 |  | 1 |  |  |  | 1 |  |  | 0 | Shower door
DB.61 | F |  | 710 | 2400 |  | 1 |  |  |  | 1 |  |  | 0 | Shower door
DB.62 | F |  | 710 | 2400 |  | 1 |  |  |  | 1 |  |  | 0 | Shower door
DB.63 | F |  | 710 | 2400 |  | 1 |  |  |  | 1 |  |  | 0 | Shower door
DB.64 | F |  | 710 | 2400 |  | 1 |  |  |  | 1 |  |  | 0 | Shower door
DB.65 | F |  | 710 | 2400 |  | 1 |  |  |  | 1 |  |  | 0 | Shower door
DB.66 | F |  | 710 | 2400 |  | 1 |  |  |  | 1 |  |  | 0 | Shower door
DB.67 | A2 |  | 1860 | 2300 |  | 1 |  | 1 |  | 1 | 2101.9 |  | 2101.9
DB.68 | A2 |  | 2020 | 2300 |  | 1 |  | 1 |  | 1 | 2223.94 |  | 2223.94
DB.69 | A3 |  | 1060 | 2300 |  | 1 |  | 1 |  | 1 | 579.07 |  | 579.07
DB.70 | A1 |  | 1010 | 2300 |  | 1 |  |  |  | 1 | 676.95 |  | 676.95
DB.71 | UKPN | [12 empty] | By others
DB.72 | UKPN | [12 empty] | By others
DB.73 | A3 |  | 970 | 2300 |  | 1 |  |  |  | 1 | 473.85 |  | 473.85
DB.74 | G |  | 628 | 1123 |  | 1 |  |  |  | 1 | 222.07 |  | 222.07
EX-DB.01 | (External) | [12 empty] | By others
EX-DB.02 | (External) | [12 empty] | By others
DG.01 | E2 | [12 empty] | By others
DG.02 | A1 |  | 1233 | 2300 |  | 1 |  | 1 |  | 1 | 1004.11 |  | 1004.11
DG.03 | A1 |  | 910 | 2300 |  | 1 | 1 |  |  | 1 | 414.22 |  | 414.22
DG.04 | A1 |  | 1233 | 2300 |  | 1 |  |  |  | 1 | 782.07 |  | 782.07
DG.05 | D2 |  | 1110 | 2000 |  | 1 | 1 |  |  | 1 | 584.5 | 26.67 | 611.17
DG.06 | D2 |  | 1110 | 2000 |  | 1 | 1 |  |  | 1 | 584.5 | 26.67 | 611.17
DG.07 | D2 |  | 1110 | 2000 |  | 1 | 1 |  |  | 1 | 584.5 | 26.67 | 611.17
DG.08 | A5 |  | 1110 | 2300 |  | 1 |  |  |  | 1 | 510.53 |  | 510.53
DG.09 | A1 |  | 1010 | 2300 |  | 1 |  |  |  | 1 | 500.28 |  | 500.28
DG.10 | A1 |  | 1010 | 2300 |  | 1 |  |  |  | 1 | 500.28 |  | 500.28
DG.11 | D2 |  | 1110 | 2000 |  | 1 | 1 |  |  | 1 | 584.5 | 26.67 | 611.17
DG.12 | D2 |  | 1000 | 2000 |  | 1 |  |  |  | 1 | 641.34 | 26.67 | 668.01
DG.13 | A1 |  | 1110 | 2300 |  | 1 | 1 |  |  | 1 | 740.05 |  | 740.05
DG.14 | B1 |  | 1110 | 2300 |  | 1 | 1 |  |  | 1 | 558.54 |  | 558.54
DG.15 | B5 |  | 1710 | 2300 |  | 1 |  | 1 |  | 1 | 1398.8 |  | 1398.8
DG.16 | B1 |  | 1110 | 2300 |  | 1 |  | 1 |  | 1 | 698.61 |  | 698.61
DG.17 | B1 |  | 910 | 2300 |  | 1 | 1 |  |  | 1 | 526.31 |  | 526.31
DG.18 | A1 |  | 910 | 2300 |  | 1 |  | 1 |  | 1 | 969.9 |  | 969.9
DG.19 | D2 |  | 1110 | 2000 |  | 1 | 1 |  |  | 1 | 584.5 | 26.67 | 611.17
DG.20 | D2 |  | 1000 | 2000 |  | 1 | 1 |  |  | 1 | 641.34 | 26.67 | 668.01
DG.21 | A1 |  | 1110 | 2300 |  | 1 |  | 1 |  | 1 | 1122.48 |  | 1122.48
DG.22 | G |  | 628 | 1123 |  | 1 |  |  |  | 1 | 222.07 |  | 222.07
DG.23 | D2 |  | 1110 | 2000 |  | 1 |  | 1 |  | 1 | 584.5 | 26.67 | 611.17
DG.24 | D2 |  | 1110 | 2000 |  | 1 |  | 1 |  | 1 | 584.5 | 26.67 | 611.17
DG.25 | D2 |  | 1110 | 2000 |  | 1 |  | 1 |  | 1 | 584.5 | 26.67 | 611.17
DG.26 | D2 |  | 1110 | 2000 |  | 1 |  | 1 |  | 1 | 584.5 | 26.67 | 611.17
DG.27 | B1 |  | 1233 | 2300 |  | 1 | 1 |  |  | 1 | 624.83 |  | 624.83
DG.28 | H |  | 628 | 1308 |  | 1 |  | 1 |  | 1 | 292.23 |  | 292.23
DG.29 | B1 |  | 1110 | 2300 |  | 1 |  | 1 |  | 1 | 698.61 |  | 698.61
DG.30 | B1 |  | 910 | 2300 |  | 1 |  |  |  | 1 | 489.04 |  | 489.04
DG.31 | D2 |  | 1110 | 2000 |  | 1 |  |  |  | 1 | 584.5 | 26.67 | 611.17
DG.32 | A1 |  | 1010 | 2300 |  | 1 |  |  |  | 1 | 676.95 |  | 676.95
DG.33 | A1 |  | 1010 | 2300 |  | 1 |  |  |  | 1 | 500.28 |  | 500.28
DG.34 | D2 |  | 670 | 2000 |  | 1 |  |  |  | 1 | 447.52 | 26.67 | 474.19
DG.35 | D2 |  | 1110 | 2000 |  | 1 |  |  |  | 1 | 584.5 | 26.67 | 611.17
DG.36 | A1 |  | 1010 | 2300 |  | 1 |  |  |  | 1 | 500.28 |  | 500.28
DG.37 | A1 |  | 910 | 2300 |  | 1 |  |  |  | 1 | 474.09 |  | 474.09
DG.38 | [13 empty] | Reception screen
DG.39 | [13 empty] | Reception screen
DG.40 | [13 empty] | Reception screen
DG.41 | [13 empty] | Reception screen
DG.42 | (Special) |  | 830 | 2500 |  | 1 |  |  |  | 1 | 1500 |  | 1500
DG.43 | D1 |  | 670 | 2000 |  | 1 |  |  |  | 1 | 384.06 | 26.67 | 410.73
DG.44 | D1 |  | 670 | 2000 |  | 1 |  |  |  | 1 | 384.06 | 26.67 | 410.73
DGWC.01 | [13 empty] | WC cubicle
DGWC.02 | [13 empty] | WC cubicle
DGWC.03 | [13 empty] | WC cubicle
DGWC.04 | [13 empty] | WC cubicle
DGWC.05 | [13 empty] | WC cubicle
DGWC.06 | [13 empty] | WC cubicle
EX-DG.01 | (External) | [12 empty] | By others
EX-DG.02 | (External) | [12 empty] | By others
EX-DG.03 | (External) | [12 empty] | By others
EX-DG.04 | (External) | [12 empty] | By others
EX-DG.05 | (External) | [12 empty] | By others
EX-DG.06 | (External) | [12 empty] | By others
EX-DG.07 | (External) | [12 empty] | By others
EX-DG.08 | (External) | [12 empty] | By others
EX-DG.09 | (External) | [12 empty] | By others
EX-DG.10 | (External) | [12 empty] | By others
EX-DG.11 | (External) | [12 empty] | By others
EX-DG.12 | (External) | [12 empty] | By others
D1.01 | E1 | [12 empty] | By others
D1.02 | E1 | [12 empty] | By others
D1.03 | D2 |  | 1110 | 2000 |  | 1 | 1 |  |  | 1 | 584.5 | 26.67 | 611.17
D1.04 | D2 |  | 1110 | 2000 |  | 1 | 1 |  |  | 1 | 584.5 | 26.67 | 611.17
D1.05 | D2 |  | 1110 | 2000 |  | 1 | 1 |  |  | 1 | 584.5 | 26.67 | 611.17
D1.06 | D2 |  | 1110 | 2000 |  | 1 | 1 |  |  | 1 | 584.5 | 26.67 | 611.17
D1.07 | D2 |  | 1110 | 2000 |  | 1 | 1 |  |  | 1 | 584.5 | 26.67 | 611.17
D1.08 | D2 |  | 1110 | 2000 |  | 1 | 1 |  |  | 1 | 584.5 | 26.67 | 611.17
D1.09 | D2 |  | 1110 | 2000 |  | 1 | 1 |  |  | 1 | 584.5 | 26.67 | 611.17
D1.10 | D2 |  | 1110 | 2000 |  | 1 | 1 |  |  | 1 | 584.5 | 26.67 | 611.17
D1.11 | D2 |  | 1110 | 2000 |  | 1 | 1 |  |  | 1 | 584.5 | 26.67 | 611.17
D1.12 | D2 |  | 1110 | 2000 |  | 1 | 1 |  |  | 1 | 584.5 | 26.67 | 611.17
D1.13 | A7 |  | 1233 | 2700 |  | 1 |  | 1 |  | 1 | 1432.89 |  | 1432.89
D1.14 | H |  | 628 | 1308 |  | 1 | 1 |  |  | 1 | 258.6 |  | 258.6
D1.15 | A8 |  | 1110 | 2700 |  | 1 |  |  |  | 1 | 849.93 |  | 849.93
D1.16 | A7 |  | 1233 | 2700 |  | 1 | 1 |  |  | 1 | 1028.05 |  | 1028.05
D1.17 | A7 |  | 1110 | 2700 |  | 1 |  | 1 |  | 1 | 1049.56 |  | 1049.56
D1.18 | G |  | 628 | 1123 |  | 1 |  |  |  | 1 | 242.55 |  | 242.55
D1.19 | D2 |  | 1110 | 2000 |  | 1 | 1 |  |  | 1 | 584.5 | 26.67 | 611.17
D1.20 | A7 |  | 1010 | 2700 |  | 1 |  |  |  | 1 | 877.01 |  | 877.01
D1.21 | A4 |  | 1100 | 2300 |  | 1 | 1 |  |  | 1 | 659.84 |  | 659.84
D1.22 | A4 |  | 1100 | 2300 |  | 1 | 1 |  |  | 1 | 659.84 |  | 659.84
D1.23 | A7 |  | 1010 | 2700 |  | 1 |  |  |  | 1 | 786.69 |  | 786.69
D1.24 | D2 |  | 1110 | 2000 |  | 1 | 1 |  |  | 1 | 584.5 | 26.67 | 611.17
D1.25 | D2 |  | 1000 | 2000 |  | 1 |  |  |  | 1 | 641.34 | 26.67 | 668.01
D1.26 | A7 |  | 1233 | 2700 |  | 1 | 1 |  |  | 1 | 1028.05 |  | 1028.05
D1.27 | G |  | 628 | 1123 |  | 1 |  |  |  | 1 | 242.55 |  | 242.55
D1.28 | H |  | 628 | 1308 |  | 1 | 1 |  |  | 1 | 258.6 |  | 258.6
D1.29 | A7 |  | 1233 | 2700 |  | 1 | 1 |  |  | 1 | 1028.05 |  | 1028.05
D1WC.01 | [13 empty] | WC cubicle
D1WC.02 | [13 empty] | WC cubicle
D1WC.03 | [13 empty] | WC cubicle
D1WC.04 | [13 empty] | WC cubicle
D1WC.05 | [13 empty] | WC cubicle
D1WC.06 | [13 empty] | WC cubicle
D1WC.07 | [13 empty] | WC cubicle
D1WC.08 | [13 empty] | WC cubicle
D1WC.09 | [13 empty] | WC cubicle
D1WC.10 | [13 empty] | WC cubicle
D1WC.11 | [13 empty] | WC cubicle
D1WC.12 | [13 empty] | WC cubicle
D1WC.13 | [13 empty] | WC cubicle
D1WC.14 | [13 empty] | WC cubicle
D2.01 | E1 | [12 empty] | By others
D2.02 | E1 | [12 empty] | By others
D2.03 | D2 |  | 1110 | 2000 |  | 1 | 1 |  |  | 1 | 584.5 | 26.67 | 611.17
D2.04 | D2 |  | 1110 | 2000 |  | 1 | 1 |  |  | 1 | 584.5 | 26.67 | 611.17
D2.05 | D2 |  | 1110 | 2000 |  | 1 | 1 |  |  | 1 | 584.5 | 26.67 | 611.17
D2.06 | D2 |  | 1110 | 2000 |  | 1 | 1 |  |  | 1 | 584.5 | 26.67 | 611.17
D2.07 | D2 |  | 1110 | 2000 |  | 1 | 1 |  |  | 1 | 584.5 | 26.67 | 611.17
D2.08 | D2 |  | 1110 | 2000 |  | 1 | 1 |  |  | 1 | 584.5 | 26.67 | 611.17
D2.09 | D2 |  | 1110 | 2000 |  | 1 | 1 |  |  | 1 | 584.5 | 26.67 | 611.17
D2.10 | D2 |  | 1110 | 2000 |  | 1 | 1 |  |  | 1 | 584.5 | 26.67 | 611.17
D2.11 | D2 |  | 1110 | 2000 |  | 1 | 1 |  |  | 1 | 584.5 | 26.67 | 611.17
D2.12 | D2 |  | 1110 | 2000 |  | 1 | 1 |  |  | 1 | 584.5 | 26.67 | 611.17
D2.13 | A7 |  | 1233 | 2700 |  | 1 |  | 1 |  | 1 | 1432.89 |  | 1432.89
D2.14 | H |  | 628 | 1308 |  | 1 | 1 |  |  | 1 | 258.6 |  | 258.6
D2.15 | A8 |  | 1110 | 2700 |  | 1 |  |  |  | 1 | 849.93 |  | 849.93
D2.16 | A7 |  | 1233 | 2700 |  | 1 | 1 |  |  | 1 | 1028.05 |  | 1028.05
D2.17 | A7 |  | 1110 | 2700 |  | 1 |  | 1 |  | 1 | 1049.56 |  | 1049.56
D2.18 | G |  | 628 | 1123 |  | 1 |  |  |  | 1 | 242.55 |  | 242.55
D2.19 | D2 |  | 1110 | 2000 |  | 1 | 1 |  |  | 1 | 584.5 | 26.67 | 611.17
D2.20 | A7 |  | 1010 | 2700 |  | 1 |  |  |  | 1 | 877.01 |  | 877.01
D2.21 | A4 |  | 1100 | 2300 |  | 1 | 1 |  |  | 1 | 659.84 |  | 659.84
D2.22 | A4 |  | 1100 | 2300 |  | 1 | 1 |  |  | 1 | 659.84 |  | 659.84
D2.23 | A7 |  | 1010 | 2700 |  | 1 |  |  |  | 1 | 786.69 |  | 786.69
D2.24 | D2 |  | 1110 | 2000 |  | 1 | 1 |  |  | 1 | 584.5 | 26.67 | 611.17
D2.25 | D2 |  | 1000 | 2000 |  | 1 |  |  |  | 1 | 641.34 | 26.67 | 668.01
D2.26 | A7 |  | 1233 | 2700 |  | 1 | 1 |  |  | 1 | 1028.05 |  | 1028.05
D2.27 | G |  | 628 | 1123 |  | 1 |  |  |  | 1 | 242.55 |  | 242.55
D2.28 | H |  | 628 | 1308 |  | 1 | 1 |  |  | 1 | 258.6 |  | 258.6
D2.29 | A7 |  | 1233 | 2700 |  | 1 | 1 |  |  | 1 | 1028.05 |  | 1028.05
D2WC.01 | [13 empty] | WC cubicle
D2WC.02 | [13 empty] | WC cubicle
D2WC.03 | [13 empty] | WC cubicle
D2WC.04 | [13 empty] | WC cubicle
D2WC.05 | [13 empty] | WC cubicle
D2WC.06 | [13 empty] | WC cubicle
D2WC.07 | [13 empty] | WC cubicle
D2WC.08 | [13 empty] | WC cubicle
D2WC.09 | [13 empty] | WC cubicle
D2WC.10 | [13 empty] | WC cubicle
D2WC.11 | [13 empty] | WC cubicle
D2WC.12 | [13 empty] | WC cubicle
D2WC.13 | [13 empty] | WC cubicle
D2WC.14 | [13 empty] | WC cubicle
D3.01 | E1 | [12 empty] | By others
D3.02 | E1 | [12 empty] | By others
D3.03 | D2 |  | 1110 | 2000 |  | 1 | 1 |  |  | 1 | 584.5 | 26.67 | 611.17
D3.04 | D2 |  | 1110 | 2000 |  | 1 | 1 |  |  | 1 | 584.5 | 26.67 | 611.17
D3.05 | D2 |  | 1110 | 2000 |  | 1 | 1 |  |  | 1 | 584.5 | 26.67 | 611.17
D3.06 | D2 |  | 1110 | 2000 |  | 1 | 1 |  |  | 1 | 584.5 | 26.67 | 611.17
D3.07 | D2 |  | 1110 | 2000 |  | 1 | 1 |  |  | 1 | 584.5 | 26.67 | 611.17
D3.08 | D2 |  | 1110 | 2000 |  | 1 | 1 |  |  | 1 | 584.5 | 26.67 | 611.17
D3.09 | D2 |  | 1110 | 2000 |  | 1 | 1 |  |  | 1 | 584.5 | 26.67 | 611.17
D3.10 | D2 |  | 1110 | 2000 |  | 1 | 1 |  |  | 1 | 584.5 | 26.67 | 611.17
D3.11 | D2 |  | 1110 | 2000 |  | 1 | 1 |  |  | 1 | 584.5 | 26.67 | 611.17
D3.12 | D2 |  | 1110 | 2000 |  | 1 | 1 |  |  | 1 | 584.5 | 26.67 | 611.17
D3.13 | A7 |  | 1233 | 2700 |  | 1 |  | 1 |  | 1 | 1432.89 |  | 1432.89
D3.14 | H |  | 628 | 1308 |  | 1 | 1 |  |  | 1 | 258.6 |  | 258.6
D3.15 | A8 |  | 1110 | 2700 |  | 1 |  |  |  | 1 | 849.93 |  | 849.93
D3.16 | A7 |  | 1233 | 2700 |  | 1 | 1 |  |  | 1 | 1028.05 |  | 1028.05
D3.17 | A7 |  | 1110 | 2700 |  | 1 |  | 1 |  | 1 | 1049.56 |  | 1049.56
D3.18 | G |  | 628 | 1123 |  | 1 |  |  |  | 1 | 242.55 |  | 242.55
D3.19 | D2 |  | 1110 | 2000 |  | 1 | 1 |  |  | 1 | 584.5 | 26.67 | 611.17
D3.20 | A7 |  | 1010 | 2700 |  | 1 |  |  |  | 1 | 877.01 |  | 877.01
D3.21 | A4 |  | 1100 | 2300 |  | 1 | 1 |  |  | 1 | 659.84 |  | 659.84
D3.22 | A4 |  | 1100 | 2300 |  | 1 | 1 |  |  | 1 | 659.84 |  | 659.84
D3.23 | A7 |  | 1010 | 2700 |  | 1 |  |  |  | 1 | 786.69 |  | 786.69
D3.24 | D2 |  | 1110 | 2000 |  | 1 | 1 |  |  | 1 | 584.5 | 26.67 | 611.17
D3.25 | D2 |  | 1000 | 2000 |  | 1 |  |  |  | 1 | 641.34 | 26.67 | 668.01
D3.26 | A7 |  | 1233 | 2700 |  | 1 | 1 |  |  | 1 | 1028.05 |  | 1028.05
D3.27 | G |  | 628 | 1123 |  | 1 |  |  |  | 1 | 242.55 |  | 242.55
D3.28 | H |  | 628 | 1308 |  | 1 | 1 |  |  | 1 | 258.6 |  | 258.6
D3.29 | A7 |  | 1233 | 2700 |  | 1 | 1 |  |  | 1 | 1028.05 |  | 1028.05
D3WC.01 | [13 empty] | WC cubicle
D3WC.02 | [13 empty] | WC cubicle
D3WC.03 | [13 empty] | WC cubicle
D3WC.04 | [13 empty] | WC cubicle
D3WC.05 | [13 empty] | WC cubicle
D3WC.06 | [13 empty] | WC cubicle
D3WC.07 | [13 empty] | WC cubicle
D3WC.08 | [13 empty] | WC cubicle
D3WC.09 | [13 empty] | WC cubicle
D3WC.10 | [13 empty] | WC cubicle
D3WC.11 | [13 empty] | WC cubicle
D3WC.12 | [13 empty] | WC cubicle
D3WC.13 | [13 empty] | WC cubicle
D3WC.14 | [13 empty] | WC cubicle
D4.01 | E1 | [12 empty] | By others
D4.02 | E1 | [12 empty] | By others
D4.03 | D2 |  | 1110 | 2000 |  | 1 | 1 |  |  | 1 | 584.5 | 26.67 | 611.17
D4.04 | D2 |  | 1110 | 2000 |  | 1 | 1 |  |  | 1 | 584.5 | 26.67 | 611.17
D4.05 | D2 |  | 1110 | 2000 |  | 1 | 1 |  |  | 1 | 584.5 | 26.67 | 611.17
D4.06 | D2 |  | 1110 | 2000 |  | 1 | 1 |  |  | 1 | 584.5 | 26.67 | 611.17
D4.07 | D2 |  | 1110 | 2000 |  | 1 | 1 |  |  | 1 | 584.5 | 26.67 | 611.17
D4.08 | D2 |  | 1110 | 2000 |  | 1 | 1 |  |  | 1 | 584.5 | 26.67 | 611.17
D4.09 | D2 |  | 1110 | 2000 |  | 1 | 1 |  |  | 1 | 584.5 | 26.67 | 611.17
D4.10 | D2 |  | 1110 | 2000 |  | 1 | 1 |  |  | 1 | 584.5 | 26.67 | 611.17
D4.11 | D2 |  | 1110 | 2000 |  | 1 | 1 |  |  | 1 | 584.5 | 26.67 | 611.17
D4.12 | D2 |  | 1110 | 2000 |  | 1 | 1 |  |  | 1 | 584.5 | 26.67 | 611.17
D4.13 | A7 |  | 1233 | 2700 |  | 1 |  | 1 |  | 1 | 1432.89 |  | 1432.89
D4.14 | H |  | 628 | 1308 |  | 1 | 1 |  |  | 1 | 258.6 |  | 258.6
D4.15 | A8 |  | 1110 | 2700 |  | 1 |  |  |  | 1 | 849.93 |  | 849.93
D4.16 | A7 |  | 1233 | 2700 |  | 1 | 1 |  |  | 1 | 1028.05 |  | 1028.05
D4.17 | A7 |  | 1110 | 2700 |  | 1 |  | 1 |  | 1 | 1049.56 |  | 1049.56
D4.18 | G |  | 628 | 1123 |  | 1 |  |  |  | 1 | 242.55 |  | 242.55
D4.19 | D2 |  | 1110 | 2000 |  | 1 | 1 |  |  | 1 | 584.5 | 26.67 | 611.17
D4.20 | A7 |  | 1010 | 2700 |  | 1 |  |  |  | 1 | 877.01 |  | 877.01
D4.21 | A4 |  | 1100 | 2300 |  | 1 | 1 |  |  | 1 | 659.84 |  | 659.84
D4.22 | A4 |  | 1100 | 2300 |  | 1 | 1 |  |  | 1 | 659.84 |  | 659.84
D4.23 | A7 |  | 1010 | 2700 |  | 1 |  |  |  | 1 | 786.69 |  | 786.69
D4.24 | D2 |  | 1110 | 2000 |  | 1 | 1 |  |  | 1 | 584.5 | 26.67 | 611.17
D4.25 | D2 |  | 1000 | 2000 |  | 1 |  |  |  | 1 | 641.34 | 26.67 | 668.01
D4.26 | A7 |  | 1233 | 2700 |  | 1 | 1 |  |  | 1 | 1028.05 |  | 1028.05
D4.27 | G |  | 628 | 1123 |  | 1 |  |  |  | 1 | 242.55 |  | 242.55
D4.28 | H |  | 628 | 1308 |  | 1 | 1 |  |  | 1 | 258.6 |  | 258.6
D4.29 | A7 |  | 1233 | 2700 |  | 1 | 1 |  |  | 1 | 1028.05 |  | 1028.05
D4WC.01 | [13 empty] | WC cubicle
D4WC.02 | [13 empty] | WC cubicle
D4WC.03 | [13 empty] | WC cubicle
D4WC.04 | [13 empty] | WC cubicle
D4WC.05 | [13 empty] | WC cubicle
D4WC.06 | [13 empty] | WC cubicle
D4WC.07 | [13 empty] | WC cubicle
D4WC.08 | [13 empty] | WC cubicle
D4WC.09 | [13 empty] | WC cubicle
D4WC.10 | [13 empty] | WC cubicle
D4WC.11 | [13 empty] | WC cubicle
D4WC.12 | [13 empty] | WC cubicle
D4WC.13 | [13 empty] | WC cubicle
D4WC.14 | [13 empty] | WC cubicle
EX-D4.01 | (External) | [12 empty] | By others
EX-D4.02 | (External) | [12 empty] | By others
D5.01 | E1 | [12 empty] | By others
D5.02 | E1 | [12 empty] | By others
D5.03 | D2 |  | 1110 | 2000 |  | 1 | 1 |  |  | 1 | 584.5 | 26.67 | 611.17
D5.04 | D2 |  | 1110 | 2000 |  | 1 | 1 |  |  | 1 | 584.5 | 26.67 | 611.17
D5.05 | D2 |  | 1110 | 2000 |  | 1 | 1 |  |  | 1 | 584.5 | 26.67 | 611.17
D5.06 | D2 |  | 1110 | 2000 |  | 1 | 1 |  |  | 1 | 584.5 | 26.67 | 611.17
D5.07 | D2 |  | 1110 | 2000 |  | 1 | 1 |  |  | 1 | 584.5 | 26.67 | 611.17
D5.08 | D2 |  | 1110 | 2000 |  | 1 | 1 |  |  | 1 | 584.5 | 26.67 | 611.17
D5.09 | D2 |  | 1110 | 2000 |  | 1 | 1 |  |  | 1 | 584.5 | 26.67 | 611.17
D5.10 | D2 |  | 1110 | 2000 |  | 1 | 1 |  |  | 1 | 584.5 | 26.67 | 611.17
D5.11 | D2 |  | 1110 | 2000 |  | 1 | 1 |  |  | 1 | 584.5 | 26.67 | 611.17
D5.12 | D2 |  | 1110 | 2000 |  | 1 | 1 |  |  | 1 | 584.5 | 26.67 | 611.17
D5.13 | A7 |  | 1233 | 2700 |  | 1 |  | 1 |  | 1 | 1432.89 |  | 1432.89
D5.14 | H |  | 628 | 1308 |  | 1 | 1 |  |  | 1 | 258.6 |  | 258.6
D5.15 | A8 |  | 1110 | 2700 |  | 1 |  |  |  | 1 | 849.93 |  | 849.93
D5.16 | A7 |  | 1233 | 2700 |  | 1 | 1 |  |  | 1 | 1028.05 |  | 1028.05
D5.17 | A7 |  | 1110 | 2700 |  | 1 |  | 1 |  | 1 | 1049.56 |  | 1049.56
D5.18 | G |  | 628 | 1123 |  | 1 |  |  |  | 1 | 242.55 |  | 242.55
D5.19 | D2 |  | 1110 | 2000 |  | 1 | 1 |  |  | 1 | 584.5 | 26.67 | 611.17
D5.20 | A7 |  | 1010 | 2700 |  | 1 |  |  |  | 1 | 877.01 |  | 877.01
D5.21 | A4 |  | 1100 | 2300 |  | 1 | 1 |  |  | 1 | 659.84 |  | 659.84
D5.22 | A4 |  | 1100 | 2300 |  | 1 | 1 |  |  | 1 | 659.84 |  | 659.84
D5.23 | A7 |  | 1010 | 2700 |  | 1 |  |  |  | 1 | 786.69 |  | 786.69
D5.24 | D2 |  | 1110 | 2000 |  | 1 | 1 |  |  | 1 | 584.5 | 26.67 | 611.17
D5.25 | D2 |  | 1000 | 2000 |  | 1 |  |  |  | 1 | 641.34 | 26.67 | 668.01
D5.26 | A7 |  | 1233 | 2700 |  | 1 | 1 |  |  | 1 | 1028.05 |  | 1028.05
D5.27 | G |  | 628 | 1123 |  | 1 |  |  |  | 1 | 242.55 |  | 242.55
D5.28 | H |  | 628 | 1308 |  | 1 | 1 |  |  | 1 | 258.6 |  | 258.6
D5.29 | A7 |  | 1233 | 2700 |  | 1 | 1 |  |  | 1 | 1028.05 |  | 1028.05
D5WC.01 | [13 empty] | WC cubicle
D5WC.02 | [13 empty] | WC cubicle
D5WC.03 | [13 empty] | WC cubicle
D5WC.04 | [13 empty] | WC cubicle
D5WC.05 | [13 empty] | WC cubicle
D5WC.06 | [13 empty] | WC cubicle
D5WC.07 | [13 empty] | WC cubicle
D5WC.08 | [13 empty] | WC cubicle
D5WC.09 | [13 empty] | WC cubicle
D5WC.10 | [13 empty] | WC cubicle
D5WC.11 | [13 empty] | WC cubicle
D5WC.12 | [13 empty] | WC cubicle
D5WC.13 | [13 empty] | WC cubicle
D5WC.14 | [13 empty] | WC cubicle
EX-D5.01 | (External) | [12 empty] | By others
EX-D5.02 | (External) | [12 empty] | By others
EX-D5.03 | (External) | [12 empty] | By others
EX-D5.04 | (External) | [12 empty] | By others
EX-D5.05 | (External) | [12 empty] | By others
EX-D5.06 | (External) | [12 empty] | By others
EX-D6.01 | (External) | [12 empty] | By others
EX-D6.02 | (External) | [12 empty] | By others
EX-D6.03 | (External) | [12 empty] | By others
EX-D6.04 | (External) | [12 empty] | By others
EX-D6.05 | (External) | [12 empty] | By others
EX-D6.06 | (External) | [12 empty] | By others
[10 empty] | 244 | 152339.68 |  | 154499.95
Check

## Door Labour
BAM - CANNON STREET
DOOR LABOUR |  |  |  | AVERAGE DAILY RATE = |  |  |  |  | 135 | . INCREASED TO CURRENT RATE ON SUMMARY PAGE
| Door | Door | Frame | Frame
| Type | Material | Width | Height | S/W | H/W |  | FD30 | FD60 | dB | Door | Sub | Frame | Arcs(2) | Iron | Strips | Mastic | 4 sided | LABOUR
DB.01 | A3 | 0 | 1010 | 2300 | 0 | 1 | #REF! | 0 | 1 | 0 | 44 | 17.39 | 42.3 | 23.56 |  | 12.45 | 5.83 | 0 | 145.53
DB.02 | A3 | 0 | 1010 | 2300 | 0 | 1 | #REF! | 0 | 1 | 0 | 44 | 17.39 | 42.3 | 23.56 |  | 12.45 | 5.83 | 0 | 145.53
DB.03 | A1 | 0 | 1233 | 2300 | 0 | 1 | #REF! | 0 | 0 | 0 | 44 | 18.08 | 43.98 | 24.5 |  | 0 | 0 | 0 | 130.56
DB.04 | A1 | 0 | 1130 | 2300 | 0 | 1 | #REF! | 0 | 1 | 0 | 44 | 17.76 | 43.2 | 24.07 |  | 12.72 | 5.96 | 0 | 147.71
DB.05 | B1 | 0 | 895 | 2300 | 0 | 1 | #REF! | 0 | 0 | 0 | 44 | 17.03 | 41.43 | 23.08 |  | 0 | 0 | 0 | 125.54
DB.06 | B1 | 0 | 895 | 2300 | 0 | 1 | #REF! | 0 | 0 | 0 | 44 | 17.03 | 41.43 | 23.08 |  | 0 | 0 | 0 | 125.54
DB.07 | B1 | 0 | 895 | 2300 | 0 | 1 | #REF! | 0 | 0 | 0 | 44 | 17.03 | 41.43 | 23.08 |  | 0 | 0 | 0 | 125.54
DB.08 | B5 | 0 | 1665 | 2300 | 0 | 1 | #REF! | 0 | 1 | 0 | 88 | 19.42 | 47.24 | 26.31 |  | 13.91 | 6.52 | 0 | 201.4
DB.09 | B5 | 0 | 2020 | 2300 | 0 | 1 | #REF! | 0 | 0 | 0 | 88 | 20.52 | 49.91 | 27.8 |  | 0 | 0 | 0 | 186.23
DB.10 | B5 | 0 | 2020 | 2300 | 0 | 1 | #REF! | 0 | 0 | 0 | 88 | 20.52 | 49.91 | 27.8 |  | 0 | 0 | 0 | 186.23
DB.11 | B1 | 0 | 1060 | 2300 | 0 | 1 | #REF! | 0 | 1 | 0 | 44 | 17.55 | 42.68 | 23.77 |  | 12.57 | 5.89 | 0 | 146.46
DB.12 | B2 | 0 | 2020 | 2300 | 0 | 1 | #REF! | 0 | 1 | 0 | 88 | 20.52 | 49.91 | 27.8 |  | 14.7 | 6.88 | 0 | 207.81
DB.13 | B1 | 0 | 1060 | 2300 | 0 | 1 | #REF! | 0 | 1 | 0 | 44 | 17.55 | 42.68 | 23.77 |  | 12.57 | 5.89 | 0 | 146.46
DB.14 | B5 | 0 | 2020 | 2300 | 0 | 1 | #REF! | 0 | 1 | 0 | 88 | 20.52 | 49.91 | 27.8 |  | 14.7 | 6.88 | 0 | 207.81
DB.15 | B2 | 0 | 1060 | 2300 | 0 | 1 | #REF! | 0 | 1 | 0 | 88 | 17.55 | 42.68 | 23.77 |  | 12.57 | 5.89 | 0 | 190.46
DB.16 | B2 | 0 | 2020 | 2300 | 0 | 1 | #REF! | 0 | 1 | 0 | 88 | 20.52 | 49.91 | 27.8 |  | 14.7 | 6.88 | 0 | 207.81
DB.17 | B2 | 0 | 2020 | 2300 | 0 | 1 | #REF! | 0 | 1 | 0 | 88 | 20.52 | 49.91 | 27.8 |  | 14.7 | 6.88 | 0 | 207.81
DB.18 | B1 | 0 | 910 | 2300 | 0 | 1 | #REF! | 0 | 0 | 0 | 44 | 17.08 | 41.55 | 23.14 |  | 0 | 0 | 0 | 125.77
DB.19 | B5 | 0 | 2020 | 2300 | 0 | 1 | #REF! | 0 | 0 | 0 | 88 | 20.52 | 49.91 | 27.8 |  | 0 | 0 | 0 | 186.23
DB.20 | OMITTED | 0 | 0 | 0 | 0 | 0 | #REF! | 0 | 0 | 0 |  | 0 | 0 | 0 |  | 0 | 0 | 0 | 0
DB.21 | B2 | 0 | 2020 | 2300 | 0 | 1 | #REF! | 0 | 1 | 0 | 88 | 20.52 | 49.91 | 27.8 |  | 14.7 | 6.88 | 0 | 207.81
DB.22 | B2 | 0 | 2020 | 2300 | 0 | 1 | #REF! | 0 | 1 | 0 | 88 | 20.52 | 49.91 | 27.8 |  | 14.7 | 6.88 | 0 | 207.81
DB.23 | B1 | 0 | 1060 | 2300 | 0 | 1 | #REF! | 0 | 1 | 0 | 44 | 17.55 | 42.68 | 23.77 |  | 12.57 | 5.89 | 0 | 146.46
DB.24 | B2 | 0 | 2020 | 2300 | 0 | 1 | #REF! | 0 | 1 | 0 | 88 | 20.52 | 49.91 | 27.8 |  | 14.7 | 6.88 | 0 | 207.81
DB.25 | B2 | 0 | 2020 | 2300 | 0 | 1 | #REF! | 0 | 1 | 0 | 88 | 20.52 | 49.91 | 27.8 |  | 14.7 | 6.88 | 0 | 207.81
DB.26 | B1 | 0 | 1060 | 2300 | 0 | 1 | #REF! | 0 | 1 | 0 | 44 | 17.55 | 42.68 | 23.77 |  | 12.57 | 5.89 | 0 | 146.46
DB.27 | B2 | 0 | 2020 | 2300 | 0 | 1 | #REF! | 0 | 1 | 0 | 88 | 20.52 | 49.91 | 27.8 |  | 14.7 | 6.88 | 0 | 207.81
DB.28 | B1 | 0 | 1010 | 2300 | 0 | 1 | #REF! | 0 | 1 | 0 | 44 | 17.39 | 42.3 | 23.56 |  | 12.45 | 5.83 | 0 | 145.53
DB.29 | A3 | 0 | 1010 | 2300 | 0 | 1 | #REF! | 0 | 1 | 0 | 44 | 17.39 | 42.3 | 23.56 |  | 12.45 | 5.83 | 0 | 145.53
DB.30 | A2 | 0 | 2020 | 2300 | 0 | 1 | #REF! | 0 | 1 | 0 | 88 | 20.52 | 49.91 | 27.8 |  | 14.7 | 6.88 | 0 | 207.81
DB.31 | A5 | 0 | 1060 | 2300 | 0 | 1 | #REF! | 0 | 1 | 0 | 44 | 17.55 | 42.68 | 23.77 |  | 12.57 | 5.89 | 0 | 146.46
DB.32 | A1 | 0 | 1010 | 2300 | 0 | 1 | #REF! | 0 | 0 | 0 | 44 | 17.39 | 42.3 | 23.56 |  | 0 | 0 | 0 | 127.25
DB.33 | A1 | 0 | 910 | 2300 | 0 | 1 | #REF! | 0 | 1 | 0 | 44 | 17.08 | 41.55 | 23.14 |  | 12.23 | 5.73 | 0 | 143.73
DB.34 | A1 | 0 | 1010 | 2300 | 0 | 1 | #REF! | 0 | 1 | 0 | 44 | 17.39 | 42.3 | 23.56 |  | 12.45 | 5.83 | 0 | 145.53
DB.35 | A1 | 0 | 910 | 2300 | 0 | 1 | #REF! | 0 | 1 | 0 | 44 | 17.08 | 41.55 | 23.14 |  | 12.23 | 5.73 | 0 | 143.73
DB.36 | A1 | 0 | 910 | 2300 | 0 | 1 | #REF! | 0 | 0 | 0 | 44 | 17.08 | 41.55 | 23.14 |  | 0 | 0 | 0 | 125.77
DB.37 | A3 | 0 | 820 | 2300 | 0 | 1 | #REF! | 0 | 0 | 0 | 44 | 16.8 | 40.87 | 22.76 |  | 0 | 0 | 0 | 124.43
DB.38 | A3 | 0 | 820 | 2300 | 0 | 1 | #REF! | 0 | 0 | 0 | 44 | 16.8 | 40.87 | 22.76 |  | 0 | 0 | 0 | 124.43
DB.39 | F | [18 empty] | Shower door
DB.40 | F | [18 empty] | Shower door
DB.41 | F | [18 empty] | Shower door
DB.42 | F | [18 empty] | Shower door
DB.43 | F | [18 empty] | Shower door
DB.44 | F | [18 empty] | Shower door
DB.45 | F | [18 empty] | Shower door
DB.46 | F | [18 empty] | Shower door
DB.47 | F | [18 empty] | Shower door
DB.48 | F | [18 empty] | Shower door
DB.49 | F | [18 empty] | Shower door
DB.50 | A1 | 0 | 910 | 2300 | 0 | 1 | #REF! | 0 | 0 | 0 | 44 | 17.08 | 41.55 | 23.14 |  | 0 | 0 | 0 | 125.77
DB.51 | A4 | 0 | 950 | 2300 | 0 | 1 | #REF! | 0 | 0 | 0 | 88 | 17.21 | 41.85 | 23.31 |  | 0 | 0 | 0 | 170.37
DB.52 | A3 | 0 | 820 | 2300 | 0 | 1 | #REF! | 0 | 0 | 0 | 44 | 16.8 | 40.87 | 22.76 |  | 0 | 0 | 0 | 124.43
DB.53 | A3 | 0 | 820 | 2300 | 0 | 1 | #REF! | 0 | 0 | 0 | 44 | 16.8 | 40.87 | 22.76 |  | 0 | 0 | 0 | 124.43
DB.54 | F | [18 empty] | Shower door
DB.55 | F | [18 empty] | Shower door
DB.56 | F | [18 empty] | Shower door
DB.57 | F | [18 empty] | Shower door
DB.58 | F | [18 empty] | Shower door
DB.59 | OMITTED | 0 | 0 | 0 | 0 | 0 | #REF! | 0 | 0 | 0 |  | 0 | 0 | 0 |  | 0 | 0 | 0 | 0
DB.60 | F | [18 empty] | Shower door
DB.61 | F | [18 empty] | Shower door
DB.62 | F | [18 empty] | Shower door
DB.63 | F | [18 empty] | Shower door
DB.64 | F | [18 empty] | Shower door
DB.65 | F | [18 empty] | Shower door
DB.66 | F | [18 empty] | Shower door
DB.67 | A2 | 0 | 1860 | 2300 | 0 | 1 | #REF! | 0 | 1 | 0 | 88 | 20.03 | 48.71 | 27.13 |  | 14.34 | 6.72 | 0 | 204.93
DB.68 | A2 | 0 | 2020 | 2300 | 0 | 1 | #REF! | 0 | 1 | 0 | 88 | 20.52 | 49.91 | 27.8 |  | 14.7 | 6.88 | 0 | 207.81
DB.69 | A3 | 0 | 1060 | 2300 | 0 | 1 | #REF! | 0 | 1 | 0 | 44 | 17.55 | 42.68 | 23.77 |  | 12.57 | 5.89 | 0 | 146.46
DB.70 | A1 | 0 | 1010 | 2300 | 0 | 1 | #REF! | 0 | 0 | 0 | 44 | 17.39 | 42.3 | 23.56 |  | 0 | 0 | 0 | 127.25
DB.71 | UKPN | 0 | 0 | 0 | 0 | 0 | #REF! | 0 | 0 | 0 |  | 0 | 0 | 0 |  | 0 | 0 | 0 | 0
DB.72 | UKPN | 0 | 0 | 0 | 0 | 0 | #REF! | 0 | 0 | 0 |  | 0 | 0 | 0 |  | 0 | 0 | 0 | 0
DB.73 | A3 | 0 | 970 | 2300 | 0 | 1 | #REF! | 0 | 0 | 0 | 44 | 17.27 | 42 | 23.39 |  | 0 | 0 | 0 | 126.66
DB.74 | G | 0 | 628 | 1123 | 0 | 1 | #REF! | 0 | 0 | 0 | 22 | 8.91 | 21.67 | 12.07 |  | 0 | 0 | 0 | 64.65
EX-DB.01 | (External) | 0 | 0 | 0 | 0 | 0 | #REF! | 0 | 0 | 0 |  | 0 | 0 | 0 |  | 0 | 0 | 0 | 0
EX-DB.02 | (External) | 0 | 0 | 0 | 0 | 0 | #REF! | 0 | 0 | 0 |  | 0 | 0 | 0 |  | 0 | 0 | 0 | 0
DG.01 | E2 | 0 | 0 | 0 | 0 | 0 | #REF! | 0 | 0 | 0 |  | 0 | 0 | 0 |  | 0 | 0 | 0 | 0
DG.02 | A1 | 0 | 1233 | 2300 | 0 | 1 | #REF! | 0 | 1 | 0 | 44 | 18.08 | 43.98 | 24.5 |  | 12.95 | 6.07 | 0 | 149.58
DG.03 | A1 | 0 | 910 | 2300 | 0 | 1 | #REF! | 1 | 0 | 0 | 44 | 17.08 | 41.55 | 23.14 |  | 6.12 | 5.73 | 0 | 137.62
DG.04 | A1 | 0 | 1233 | 2300 | 0 | 1 | #REF! | 0 | 0 | 0 | 44 | 18.08 | 43.98 | 24.5 |  | 0 | 0 | 0 | 130.56
DG.05 | D2 | 0 | 1110 | 2000 | 0 | 1 | #REF! | 1 | 0 | 0 | 135 | 15.84 |  |  |  |  | 5.31 | 0 | 156.15
DG.06 | D2 | 0 | 1110 | 2000 | 0 | 1 | #REF! | 1 | 0 | 0 | 135 | 15.84 |  |  |  |  | 5.31 | 0 | 156.15
DG.07 | D2 | 0 | 1110 | 2000 | 0 | 1 | #REF! | 1 | 0 | 0 | 135 | 15.84 |  |  |  |  | 5.31 | 0 | 156.15
DG.08 | A5 | 0 | 1110 | 2300 | 0 | 1 | #REF! | 0 | 0 | 0 | 44 | 17.7 | 43.05 | 23.98 |  | 0 | 0 | 0 | 128.73
DG.09 | A1 | 0 | 1010 | 2300 | 0 | 1 | #REF! | 0 | 0 | 0 | 44 | 17.39 | 42.3 | 23.56 |  | 0 | 0 | 0 | 127.25
DG.10 | A1 | 0 | 1010 | 2300 | 0 | 1 | #REF! | 0 | 0 | 0 | 44 | 17.39 | 42.3 | 23.56 |  | 0 | 0 | 0 | 127.25
DG.11 | D2 | 0 | 1110 | 2000 | 0 | 1 | #REF! | 1 | 0 | 0 | 135 | 15.84 |  |  |  |  | 5.31 | 0 | 156.15
DG.12 | D2 | 0 | 1000 | 2000 | 0 | 1 | #REF! | 0 | 0 | 0 | 135 | 15.5 |  |  |  |  | 0 | 0 | 150.5
DG.13 | A1 | 0 | 1110 | 2300 | 0 | 1 | #REF! | 1 | 0 | 0 | 44 | 17.7 | 43.05 | 23.98 |  | 6.34 | 5.94 | 0 | 141.01
DG.14 | B1 | 0 | 1110 | 2300 | 0 | 1 | #REF! | 1 | 0 | 0 | 44 | 17.7 | 43.05 | 23.98 |  | 6.34 | 5.94 | 0 | 141.01
DG.15 | B5 | 0 | 1710 | 2300 | 0 | 1 | #REF! | 0 | 1 | 0 | 88 | 19.56 | 47.58 | 26.5 |  | 14.01 | 6.56 | 0 | 202.21
DG.16 | B1 | 0 | 1110 | 2300 | 0 | 1 | #REF! | 0 | 1 | 0 | 44 | 17.7 | 43.05 | 23.98 |  | 12.68 | 5.94 | 0 | 147.35
DG.17 | B1 | 0 | 910 | 2300 | 0 | 1 | #REF! | 1 | 0 | 0 | 44 | 17.08 | 41.55 | 23.14 |  | 6.12 | 5.73 | 0 | 137.62
DG.18 | A1 | 0 | 910 | 2300 | 0 | 1 | #REF! | 0 | 1 | 0 | 44 | 17.08 | 41.55 | 23.14 |  | 12.23 | 5.73 | 0 | 143.73
DG.19 | D2 | 0 | 1110 | 2000 | 0 | 1 | #REF! | 1 | 0 | 0 | 135 | 15.84 |  |  |  |  | 5.31 | 0 | 156.15
DG.20 | D2 | 0 | 1000 | 2000 | 0 | 1 | #REF! | 1 | 0 | 0 | 135 | 15.5 |  |  |  |  | 5.2 | 0 | 155.7
DG.21 | A1 | 0 | 1110 | 2300 | 0 | 1 | #REF! | 0 | 1 | 0 | 44 | 17.7 | 43.05 | 23.98 |  | 12.68 | 5.94 | 0 | 147.35
DG.22 | G | 0 | 628 | 1123 | 0 | 1 | #REF! | 0 | 0 | 0 | 22 | 8.91 | 21.67 | 12.07 |  | 0 | 0 | 0 | 64.65
DG.23 | D2 | 0 | 1110 | 2000 | 0 | 1 | #REF! | 0 | 1 | 0 | 135 | 15.84 |  |  |  |  | 5.31 | 0 | 156.15
DG.24 | D2 | 0 | 1110 | 2000 | 0 | 1 | #REF! | 0 | 1 | 0 | 135 | 15.84 |  |  |  |  | 5.31 | 0 | 156.15
DG.25 | D2 | 0 | 1110 | 2000 | 0 | 1 | #REF! | 0 | 1 | 0 | 135 | 15.84 |  |  |  |  | 5.31 | 0 | 156.15
DG.26 | D2 | 0 | 1110 | 2000 | 0 | 1 | #REF! | 0 | 1 | 0 | 135 | 15.84 |  |  |  |  | 5.31 | 0 | 156.15
DG.27 | B1 | 0 | 1233 | 2300 | 0 | 1 | #REF! | 1 | 0 | 0 | 44 | 18.08 | 43.98 | 24.5 |  | 6.47 | 6.07 | 0 | 143.1
DG.28 | H | 0 | 628 | 1308 | 0 | 1 | #REF! | 0 | 1 | 0 | 22 | 10.06 | 24.46 | 13.62 |  | 7.2 | 3.37 | 0 | 80.71
DG.29 | B1 | 0 | 1110 | 2300 | 0 | 1 | #REF! | 0 | 1 | 0 | 44 | 17.7 | 43.05 | 23.98 |  | 12.68 | 5.94 | 0 | 147.35
DG.30 | B1 | 0 | 910 | 2300 | 0 | 1 | #REF! | 0 | 0 | 0 | 44 | 17.08 | 41.55 | 23.14 |  | 0 | 0 | 0 | 125.77
DG.31 | D2 | 0 | 1110 | 2000 | 0 | 1 | #REF! | 0 | 0 | 0 | 135 | 15.84 |  |  |  |  | 0 | 0 | 150.84
DG.32 | A1 | 0 | 1010 | 2300 | 0 | 1 | #REF! | 0 | 0 | 0 | 44 | 17.39 | 42.3 | 23.56 |  | 0 | 0 | 0 | 127.25
DG.33 | A1 | 0 | 1010 | 2300 | 0 | 1 | #REF! | 0 | 0 | 0 | 44 | 17.39 | 42.3 | 23.56 |  | 0 | 0 | 0 | 127.25
DG.34 | D2 | 0 | 670 | 2000 | 0 | 1 | #REF! | 0 | 0 | 0 | 135 | 14.48 |  |  |  |  | 0 | 0 | 149.48
DG.35 | D2 | 0 | 1110 | 2000 | 0 | 1 | #REF! | 0 | 0 | 0 | 135 | 15.84 |  |  |  |  | 0 | 0 | 150.84
DG.36 | A1 | 0 | 1010 | 2300 | 0 | 1 | #REF! | 0 | 0 | 0 | 44 | 17.39 | 42.3 | 23.56 |  | 0 | 0 | 0 | 127.25
DG.37 | A1 | 0 | 910 | 2300 | 0 | 1 | #REF! | 0 | 0 | 0 | 44 | 17.08 | 41.55 | 23.14 |  | 0 | 0 | 0 | 125.77
DG.38 | 0 | 0 | 0 | 0 | 0 | 0 | #REF! | 0 | 0 | 0 |  | 0 | 0 | 0 |  | 0 | 0 | 0 | 0
DG.39 | 0 | 0 | 0 | 0 | 0 | 0 | #REF! | 0 | 0 | 0 |  | 0 | 0 | 0 |  | 0 | 0 | 0 | 0
DG.40 | 0 | 0 | 0 | 0 | 0 | 0 | #REF! | 0 | 0 | 0 |  | 0 | 0 | 0 |  | 0 | 0 | 0 | 0
DG.41 | 0 | 0 | 0 | 0 | 0 | 0 | #REF! | 0 | 0 | 0 |  | 0 | 0 | 0 |  | 0 | 0 | 0 | 0
DG.42 | (Special) | 0 | 830 | 2500 | 0 | 1 | #REF! | 0 | 0 | 0 | 44 | 18.07 | 43.96 | 24.49 |  | 0 | 0 | 0 | 130.52
DG.43 | D1 | 0 | 670 | 2000 | 0 | 1 | #REF! | 0 | 0 | 0 | 135 | 14.48 |  |  |  |  | 0 | 0 | 149.48
DG.44 | D1 | 0 | 670 | 2000 | 0 | 1 | #REF! | 0 | 0 | 0 | 135 | 14.48 |  |  |  |  | 0 | 0 | 149.48
DGWC.01 | 0 | 0 | 0 | 0 | 0 | 0 | #REF! | 0 | 0 | 0 |  | 0 | 0 | 0 |  | 0 | 0 | 0 | 0
DGWC.02 | 0 | 0 | 0 | 0 | 0 | 0 | #REF! | 0 | 0 | 0 |  | 0 | 0 | 0 |  | 0 | 0 | 0 | 0
DGWC.03 | 0 | 0 | 0 | 0 | 0 | 0 | #REF! | 0 | 0 | 0 |  | 0 | 0 | 0 |  | 0 | 0 | 0 | 0
DGWC.04 | 0 | 0 | 0 | 0 | 0 | 0 | #REF! | 0 | 0 | 0 |  | 0 | 0 | 0 |  | 0 | 0 | 0 | 0
DGWC.05 | 0 | 0 | 0 | 0 | 0 | 0 | #REF! | 0 | 0 | 0 |  | 0 | 0 | 0 |  | 0 | 0 | 0 | 0
DGWC.06 | 0 | 0 | 0 | 0 | 0 | 0 | #REF! | 0 | 0 | 0 |  | 0 | 0 | 0 |  | 0 | 0 | 0 | 0
EX-DG.01 | (External) | 0 | 0 | 0 | 0 | 0 | #REF! | 0 | 0 | 0 |  | 0 | 0 | 0 |  | 0 | 0 | 0 | 0
EX-DG.02 | (External) | 0 | 0 | 0 | 0 | 0 | #REF! | 0 | 0 | 0 |  | 0 | 0 | 0 |  | 0 | 0 | 0 | 0
EX-DG.03 | (External) | 0 | 0 | 0 | 0 | 0 | #REF! | 0 | 0 | 0 |  | 0 | 0 | 0 |  | 0 | 0 | 0 | 0
EX-DG.04 | (External) | 0 | 0 | 0 | 0 | 0 | #REF! | 0 | 0 | 0 |  | 0 | 0 | 0 |  | 0 | 0 | 0 | 0
EX-DG.05 | (External) | 0 | 0 | 0 | 0 | 0 | #REF! | 0 | 0 | 0 |  | 0 | 0 | 0 |  | 0 | 0 | 0 | 0
EX-DG.06 | (External) | 0 | 0 | 0 | 0 | 0 | #REF! | 0 | 0 | 0 |  | 0 | 0 | 0 |  | 0 | 0 | 0 | 0
EX-DG.07 | (External) | 0 | 0 | 0 | 0 | 0 | #REF! | 0 | 0 | 0 |  | 0 | 0 | 0 |  | 0 | 0 | 0 | 0
EX-DG.08 | (External) | 0 | 0 | 0 | 0 | 0 | #REF! | 0 | 0 | 0 |  | 0 | 0 | 0 |  | 0 | 0 | 0 | 0
EX-DG.09 | (External) | 0 | 0 | 0 | 0 | 0 | #REF! | 0 | 0 | 0 |  | 0 | 0 | 0 |  | 0 | 0 | 0 | 0
EX-DG.10 | (External) | 0 | 0 | 0 | 0 | 0 | #REF! | 0 | 0 | 0 |  | 0 | 0 | 0 |  | 0 | 0 | 0 | 0
EX-DG.11 | (External) | 0 | 0 | 0 | 0 | 0 | #REF! | 0 | 0 | 0 |  | 0 | 0 | 0 |  | 0 | 0 | 0 | 0
EX-DG.12 | (External) | 0 | 0 | 0 | 0 | 0 | #REF! | 0 | 0 | 0 |  | 0 | 0 | 0 |  | 0 | 0 | 0 | 0
D1.01 | E1 | 0 | 0 | 0 | 0 | 0 | #REF! | 0 | 0 | 0 |  | 0 | 0 | 0 |  | 0 | 0 | 0 | 0
D1.02 | E1 | 0 | 0 | 0 | 0 | 0 | #REF! | 0 | 0 | 0 |  | 0 | 0 | 0 |  | 0 | 0 | 0 | 0
D1.03 | D2 | 0 | 1110 | 2000 | 0 | 1 | #REF! | 1 | 0 | 0 | 135 | 15.84 |  |  |  |  | 5.31 | 0 | 156.15
D1.04 | D2 | 0 | 1110 | 2000 | 0 | 1 | #REF! | 1 | 0 | 0 | 135 | 15.84 |  |  |  |  | 5.31 | 0 | 156.15
D1.05 | D2 | 0 | 1110 | 2000 | 0 | 1 | #REF! | 1 | 0 | 0 | 135 | 15.84 |  |  |  |  | 5.31 | 0 | 156.15
D1.06 | D2 | 0 | 1110 | 2000 | 0 | 1 | #REF! | 1 | 0 | 0 | 135 | 15.84 |  |  |  |  | 5.31 | 0 | 156.15
D1.07 | D2 | 0 | 1110 | 2000 | 0 | 1 | #REF! | 1 | 0 | 0 | 135 | 15.84 |  |  |  |  | 5.31 | 0 | 156.15
D1.08 | D2 | 0 | 1110 | 2000 | 0 | 1 | #REF! | 1 | 0 | 0 | 135 | 15.84 |  |  |  |  | 5.31 | 0 | 156.15
D1.09 | D2 | 0 | 1110 | 2000 | 0 | 1 | #REF! | 1 | 0 | 0 | 135 | 15.84 |  |  |  |  | 5.31 | 0 | 156.15
D1.10 | D2 | 0 | 1110 | 2000 | 0 | 1 | #REF! | 1 | 0 | 0 | 135 | 15.84 |  |  |  |  | 5.31 | 0 | 156.15
D1.11 | D2 | 0 | 1110 | 2000 | 0 | 1 | #REF! | 1 | 0 | 0 | 135 | 15.84 |  |  |  |  | 5.31 | 0 | 156.15
D1.12 | D2 | 0 | 1110 | 2000 | 0 | 1 | #REF! | 1 | 0 | 0 | 135 | 15.84 |  |  |  |  | 5.31 | 0 | 156.15
D1.13 | A7 | 0 | 1233 | 2700 | 0 | 1 | #REF! | 0 | 1 | 0 | 59 | 20.56 | 50.01 | 27.86 |  | 14.73 | 6.9 | 0 | 179.06
D1.14 | H | 0 | 628 | 1308 | 0 | 1 | #REF! | 1 | 0 | 0 | 22 | 10.06 | 24.46 | 13.62 |  | 3.6 | 3.37 | 0 | 77.11
D1.15 | A8 | 0 | 1110 | 2700 | 0 | 1 | #REF! | 0 | 0 | 0 | 59 | 20.18 | 49.09 | 27.34 |  | 0 | 0 | 0 | 155.61
D1.16 | A7 | 0 | 1233 | 2700 | 0 | 1 | #REF! | 1 | 0 | 0 | 59 | 20.56 | 50.01 | 27.86 |  | 7.36 | 6.9 | 0 | 171.69
D1.17 | A7 | 0 | 1110 | 2700 | 0 | 1 | #REF! | 0 | 1 | 0 | 59 | 20.18 | 49.09 | 27.34 |  | 14.45 | 6.77 | 0 | 176.83
D1.18 | G | 0 | 628 | 1123 | 0 | 1 | #REF! | 0 | 0 | 0 | 22 | 8.91 | 21.67 | 12.07 |  | 0 | 0 | 0 | 64.65
D1.19 | D2 | 0 | 1110 | 2000 | 0 | 1 | #REF! | 1 | 0 | 0 | 135 | 15.84 |  |  |  |  | 5.31 | 0 | 156.15
D1.20 | A7 | 0 | 1010 | 2700 | 0 | 1 | #REF! | 0 | 0 | 0 | 59 | 19.87 | 48.33 | 26.92 |  | 0 | 0 | 0 | 154.12
D1.21 | A4 | 0 | 1100 | 2300 | 0 | 1 | #REF! | 1 | 0 | 0 | 88 | 17.67 | 42.98 | 23.94 |  | 6.33 | 5.93 | 0 | 184.85
D1.22 | A4 | 0 | 1100 | 2300 | 0 | 1 | #REF! | 1 | 0 | 0 | 88 | 17.67 | 42.98 | 23.94 |  | 6.33 | 5.93 | 0 | 184.85
D1.23 | A7 | 0 | 1010 | 2700 | 0 | 1 | #REF! | 0 | 0 | 0 | 59 | 19.87 | 48.33 | 26.92 |  | 0 | 0 | 0 | 154.12
D1.24 | D2 | 0 | 1110 | 2000 | 0 | 1 | #REF! | 1 | 0 | 0 | 135 | 15.84 |  |  |  |  | 5.31 | 0 | 156.15
D1.25 | D2 | 0 | 1000 | 2000 | 0 | 1 | #REF! | 0 | 0 | 0 | 135 | 15.5 |  |  |  |  | 0 | 0 | 150.5
D1.26 | A7 | 0 | 1233 | 2700 | 0 | 1 | #REF! | 1 | 0 | 0 | 59 | 20.56 | 50.01 | 27.86 |  | 7.36 | 6.9 | 0 | 171.69
D1.27 | G | 0 | 628 | 1123 | 0 | 1 | #REF! | 0 | 0 | 0 | 22 | 8.91 | 21.67 | 12.07 |  | 0 | 0 | 0 | 64.65
D1.28 | H | 0 | 628 | 1308 | 0 | 1 | #REF! | 1 | 0 | 0 | 22 | 10.06 | 24.46 | 13.62 |  | 3.6 | 3.37 | 0 | 77.11
D1.29 | A7 | 0 | 1233 | 2700 | 0 | 1 | #REF! | 1 | 0 | 0 | 59 | 20.56 | 50.01 | 27.86 |  | 7.36 | 6.9 | 0 | 171.69
D1WC.01 | 0 | 0 | 0 | 0 | 0 | 0 | #REF! | 0 | 0 | 0 |  | 0 | 0 | 0 |  | 0 | 0 | 0 | 0
D1WC.02 | 0 | 0 | 0 | 0 | 0 | 0 | #REF! | 0 | 0 | 0 |  | 0 | 0 | 0 |  | 0 | 0 | 0 | 0
D1WC.03 | 0 | 0 | 0 | 0 | 0 | 0 | #REF! | 0 | 0 | 0 |  | 0 | 0 | 0 |  | 0 | 0 | 0 | 0
D1WC.04 | 0 | 0 | 0 | 0 | 0 | 0 | #REF! | 0 | 0 | 0 |  | 0 | 0 | 0 |  | 0 | 0 | 0 | 0
D1WC.05 | 0 | 0 | 0 | 0 | 0 | 0 | #REF! | 0 | 0 | 0 |  | 0 | 0 | 0 |  | 0 | 0 | 0 | 0
D1WC.06 | 0 | 0 | 0 | 0 | 0 | 0 | #REF! | 0 | 0 | 0 |  | 0 | 0 | 0 |  | 0 | 0 | 0 | 0
D1WC.07 | 0 | 0 | 0 | 0 | 0 | 0 | #REF! | 0 | 0 | 0 |  | 0 | 0 | 0 |  | 0 | 0 | 0 | 0
D1WC.08 | 0 | 0 | 0 | 0 | 0 | 0 | #REF! | 0 | 0 | 0 |  | 0 | 0 | 0 |  | 0 | 0 | 0 | 0
D1WC.09 | 0 | 0 | 0 | 0 | 0 | 0 | #REF! | 0 | 0 | 0 |  | 0 | 0 | 0 |  | 0 | 0 | 0 | 0
D1WC.10 | 0 | 0 | 0 | 0 | 0 | 0 | #REF! | 0 | 0 | 0 |  | 0 | 0 | 0 |  | 0 | 0 | 0 | 0
D1WC.11 | 0 | 0 | 0 | 0 | 0 | 0 | #REF! | 0 | 0 | 0 |  | 0 | 0 | 0 |  | 0 | 0 | 0 | 0
D1WC.12 | 0 | 0 | 0 | 0 | 0 | 0 | #REF! | 0 | 0 | 0 |  | 0 | 0 | 0 |  | 0 | 0 | 0 | 0
D1WC.13 | 0 | 0 | 0 | 0 | 0 | 0 | #REF! | 0 | 0 | 0 |  | 0 | 0 | 0 |  | 0 | 0 | 0 | 0
D1WC.14 | 0 | 0 | 0 | 0 | 0 | 0 | #REF! | 0 | 0 | 0 |  | 0 | 0 | 0 |  | 0 | 0 | 0 | 0
D2.01 | E1 | 0 | 0 | 0 | 0 | 0 | #REF! | 0 | 0 | 0 |  | 0 | 0 | 0 |  | 0 | 0 | 0 | 0
D2.02 | E1 | 0 | 0 | 0 | 0 | 0 | #REF! | 0 | 0 | 0 |  | 0 | 0 | 0 |  | 0 | 0 | 0 | 0
D2.03 | D2 | 0 | 1110 | 2000 | 0 | 1 | #REF! | 1 | 0 | 0 | 135 | 15.84 |  |  |  |  | 5.31 | 0 | 156.15
D2.04 | D2 | 0 | 1110 | 2000 | 0 | 1 | #REF! | 1 | 0 | 0 | 135 | 15.84 |  |  |  |  | 5.31 | 0 | 156.15
D2.05 | D2 | 0 | 1110 | 2000 | 0 | 1 | #REF! | 1 | 0 | 0 | 135 | 15.84 |  |  |  |  | 5.31 | 0 | 156.15
D2.06 | D2 | 0 | 1110 | 2000 | 0 | 1 | #REF! | 1 | 0 | 0 | 135 | 15.84 |  |  |  |  | 5.31 | 0 | 156.15
D2.07 | D2 | 0 | 1110 | 2000 | 0 | 1 | #REF! | 1 | 0 | 0 | 135 | 15.84 |  |  |  |  | 5.31 | 0 | 156.15
D2.08 | D2 | 0 | 1110 | 2000 | 0 | 1 | #REF! | 1 | 0 | 0 | 135 | 15.84 |  |  |  |  | 5.31 | 0 | 156.15
D2.09 | D2 | 0 | 1110 | 2000 | 0 | 1 | #REF! | 1 | 0 | 0 | 135 | 15.84 |  |  |  |  | 5.31 | 0 | 156.15
D2.10 | D2 | 0 | 1110 | 2000 | 0 | 1 | #REF! | 1 | 0 | 0 | 135 | 15.84 |  |  |  |  | 5.31 | 0 | 156.15
D2.11 | D2 | 0 | 1110 | 2000 | 0 | 1 | #REF! | 1 | 0 | 0 | 135 | 15.84 |  |  |  |  | 5.31 | 0 | 156.15
D2.12 | D2 | 0 | 1110 | 2000 | 0 | 1 | #REF! | 1 | 0 | 0 | 135 | 15.84 |  |  |  |  | 5.31 | 0 | 156.15
D2.13 | A7 | 0 | 1233 | 2700 | 0 | 1 | #REF! | 0 | 1 | 0 | 59 | 20.56 | 50.01 | 27.86 |  | 14.73 | 6.9 | 0 | 179.06
D2.14 | H | 0 | 628 | 1308 | 0 | 1 | #REF! | 1 | 0 | 0 | 22 | 10.06 | 24.46 | 13.62 |  | 3.6 | 3.37 | 0 | 77.11
D2.15 | A8 | 0 | 1110 | 2700 | 0 | 1 | #REF! | 0 | 0 | 0 | 59 | 20.18 | 49.09 | 27.34 |  | 0 | 0 | 0 | 155.61
D2.16 | A7 | 0 | 1233 | 2700 | 0 | 1 | #REF! | 1 | 0 | 0 | 59 | 20.56 | 50.01 | 27.86 |  | 7.36 | 6.9 | 0 | 171.69
D2.17 | A7 | 0 | 1110 | 2700 | 0 | 1 | #REF! | 0 | 1 | 0 | 59 | 20.18 | 49.09 | 27.34 |  | 14.45 | 6.77 | 0 | 176.83
D2.18 | G | 0 | 628 | 1123 | 0 | 1 | #REF! | 0 | 0 | 0 | 22 | 8.91 | 21.67 | 12.07 |  | 0 | 0 | 0 | 64.65
D2.19 | D2 | 0 | 1110 | 2000 | 0 | 1 | #REF! | 1 | 0 | 0 | 135 | 15.84 |  |  |  |  | 5.31 | 0 | 156.15
D2.20 | A7 | 0 | 1010 | 2700 | 0 | 1 | #REF! | 0 | 0 | 0 | 59 | 19.87 | 48.33 | 26.92 |  | 0 | 0 | 0 | 154.12
D2.21 | A4 | 0 | 1100 | 2300 | 0 | 1 | #REF! | 1 | 0 | 0 | 88 | 17.67 | 42.98 | 23.94 |  | 6.33 | 5.93 | 0 | 184.85
D2.22 | A4 | 0 | 1100 | 2300 | 0 | 1 | #REF! | 1 | 0 | 0 | 88 | 17.67 | 42.98 | 23.94 |  | 6.33 | 5.93 | 0 | 184.85
D2.23 | A7 | 0 | 1010 | 2700 | 0 | 1 | #REF! | 0 | 0 | 0 | 59 | 19.87 | 48.33 | 26.92 |  | 0 | 0 | 0 | 154.12
D2.24 | D2 | 0 | 1110 | 2000 | 0 | 1 | #REF! | 1 | 0 | 0 | 135 | 15.84 |  |  |  |  | 5.31 | 0 | 156.15
D2.25 | D2 | 0 | 1000 | 2000 | 0 | 1 | #REF! | 0 | 0 | 0 | 135 | 15.5 |  |  |  |  | 0 | 0 | 150.5
D2.26 | A7 | 0 | 1233 | 2700 | 0 | 1 | #REF! | 1 | 0 | 0 | 59 | 20.56 | 50.01 | 27.86 |  | 7.36 | 6.9 | 0 | 171.69
D2.27 | G | 0 | 628 | 1123 | 0 | 1 | #REF! | 0 | 0 | 0 | 22 | 8.91 | 21.67 | 12.07 |  | 0 | 0 | 0 | 64.65
D2.28 | H | 0 | 628 | 1308 | 0 | 1 | #REF! | 1 | 0 | 0 | 22 | 10.06 | 24.46 | 13.62 |  | 3.6 | 3.37 | 0 | 77.11
D2.29 | A7 | 0 | 1233 | 2700 | 0 | 1 | #REF! | 1 | 0 | 0 | 59 | 20.56 | 50.01 | 27.86 |  | 7.36 | 6.9 | 0 | 171.69
D2WC.01 | 0 | 0 | 0 | 0 | 0 | 0 | #REF! | 0 | 0 | 0 |  | 0 | 0 | 0 |  | 0 | 0 | 0 | 0
D2WC.02 | 0 | 0 | 0 | 0 | 0 | 0 | #REF! | 0 | 0 | 0 |  | 0 | 0 | 0 |  | 0 | 0 | 0 | 0
D2WC.03 | 0 | 0 | 0 | 0 | 0 | 0 | #REF! | 0 | 0 | 0 |  | 0 | 0 | 0 |  | 0 | 0 | 0 | 0
D2WC.04 | 0 | 0 | 0 | 0 | 0 | 0 | #REF! | 0 | 0 | 0 |  | 0 | 0 | 0 |  | 0 | 0 | 0 | 0
D2WC.05 | 0 | 0 | 0 | 0 | 0 | 0 | #REF! | 0 | 0 | 0 |  | 0 | 0 | 0 |  | 0 | 0 | 0 | 0
D2WC.06 | 0 | 0 | 0 | 0 | 0 | 0 | #REF! | 0 | 0 | 0 |  | 0 | 0 | 0 |  | 0 | 0 | 0 | 0
D2WC.07 | 0 | 0 | 0 | 0 | 0 | 0 | #REF! | 0 | 0 | 0 |  | 0 | 0 | 0 |  | 0 | 0 | 0 | 0
D2WC.08 | 0 | 0 | 0 | 0 | 0 | 0 | #REF! | 0 | 0 | 0 |  | 0 | 0 | 0 |  | 0 | 0 | 0 | 0
D2WC.09 | 0 | 0 | 0 | 0 | 0 | 0 | #REF! | 0 | 0 | 0 |  | 0 | 0 | 0 |  | 0 | 0 | 0 | 0
D2WC.10 | 0 | 0 | 0 | 0 | 0 | 0 | #REF! | 0 | 0 | 0 |  | 0 | 0 | 0 |  | 0 | 0 | 0 | 0
D2WC.11 | 0 | 0 | 0 | 0 | 0 | 0 | #REF! | 0 | 0 | 0 |  | 0 | 0 | 0 |  | 0 | 0 | 0 | 0
D2WC.12 | 0 | 0 | 0 | 0 | 0 | 0 | #REF! | 0 | 0 | 0 |  | 0 | 0 | 0 |  | 0 | 0 | 0 | 0
D2WC.13 | 0 | 0 | 0 | 0 | 0 | 0 | #REF! | 0 | 0 | 0 |  | 0 | 0 | 0 |  | 0 | 0 | 0 | 0
D2WC.14 | 0 | 0 | 0 | 0 | 0 | 0 | #REF! | 0 | 0 | 0 |  | 0 | 0 | 0 |  | 0 | 0 | 0 | 0
D3.01 | E1 | 0 | 0 | 0 | 0 | 0 | #REF! | 0 | 0 | 0 |  | 0 | 0 | 0 |  | 0 | 0 | 0 | 0
D3.02 | E1 | 0 | 0 | 0 | 0 | 0 | #REF! | 0 | 0 | 0 |  | 0 | 0 | 0 |  | 0 | 0 | 0 | 0
D3.03 | D2 | 0 | 1110 | 2000 | 0 | 1 | #REF! | 1 | 0 | 0 | 135 | 15.84 |  |  |  |  | 5.31 | 0 | 156.15
D3.04 | D2 | 0 | 1110 | 2000 | 0 | 1 | #REF! | 1 | 0 | 0 | 135 | 15.84 |  |  |  |  | 5.31 | 0 | 156.15
D3.05 | D2 | 0 | 1110 | 2000 | 0 | 1 | #REF! | 1 | 0 | 0 | 135 | 15.84 |  |  |  |  | 5.31 | 0 | 156.15
D3.06 | D2 | 0 | 1110 | 2000 | 0 | 1 | #REF! | 1 | 0 | 0 | 135 | 15.84 |  |  |  |  | 5.31 | 0 | 156.15
D3.07 | D2 | 0 | 1110 | 2000 | 0 | 1 | #REF! | 1 | 0 | 0 | 135 | 15.84 |  |  |  |  | 5.31 | 0 | 156.15
D3.08 | D2 | 0 | 1110 | 2000 | 0 | 1 | #REF! | 1 | 0 | 0 | 135 | 15.84 |  |  |  |  | 5.31 | 0 | 156.15
D3.09 | D2 | 0 | 1110 | 2000 | 0 | 1 | #REF! | 1 | 0 | 0 | 135 | 15.84 |  |  |  |  | 5.31 | 0 | 156.15
D3.10 | D2 | 0 | 1110 | 2000 | 0 | 1 | #REF! | 1 | 0 | 0 | 135 | 15.84 |  |  |  |  | 5.31 | 0 | 156.15
D3.11 | D2 | 0 | 1110 | 2000 | 0 | 1 | #REF! | 1 | 0 | 0 | 135 | 15.84 |  |  |  |  | 5.31 | 0 | 156.15
D3.12 | D2 | 0 | 1110 | 2000 | 0 | 1 | #REF! | 1 | 0 | 0 | 135 | 15.84 |  |  |  |  | 5.31 | 0 | 156.15
D3.13 | A7 | 0 | 1233 | 2700 | 0 | 1 | #REF! | 0 | 1 | 0 | 59 | 20.56 | 50.01 | 27.86 |  | 14.73 | 6.9 | 0 | 179.06
D3.14 | H | 0 | 628 | 1308 | 0 | 1 | #REF! | 1 | 0 | 0 | 22 | 10.06 | 24.46 | 13.62 |  | 3.6 | 3.37 | 0 | 77.11
D3.15 | A8 | 0 | 1110 | 2700 | 0 | 1 | #REF! | 0 | 0 | 0 | 59 | 20.18 | 49.09 | 27.34 |  | 0 | 0 | 0 | 155.61
D3.16 | A7 | 0 | 1233 | 2700 | 0 | 1 | #REF! | 1 | 0 | 0 | 59 | 20.56 | 50.01 | 27.86 |  | 7.36 | 6.9 | 0 | 171.69
D3.17 | A7 | 0 | 1110 | 2700 | 0 | 1 | #REF! | 0 | 1 | 0 | 59 | 20.18 | 49.09 | 27.34 |  | 14.45 | 6.77 | 0 | 176.83
D3.18 | G | 0 | 628 | 1123 | 0 | 1 | #REF! | 0 | 0 | 0 | 22 | 8.91 | 21.67 | 12.07 |  | 0 | 0 | 0 | 64.65
D3.19 | D2 | 0 | 1110 | 2000 | 0 | 1 | #REF! | 1 | 0 | 0 | 135 | 15.84 |  |  |  |  | 5.31 | 0 | 156.15
D3.20 | A7 | 0 | 1010 | 2700 | 0 | 1 | #REF! | 0 | 0 | 0 | 59 | 19.87 | 48.33 | 26.92 |  | 0 | 0 | 0 | 154.12
D3.21 | A4 | 0 | 1100 | 2300 | 0 | 1 | #REF! | 1 | 0 | 0 | 88 | 17.67 | 42.98 | 23.94 |  | 6.33 | 5.93 | 0 | 184.85
D3.22 | A4 | 0 | 1100 | 2300 | 0 | 1 | #REF! | 1 | 0 | 0 | 88 | 17.67 | 42.98 | 23.94 |  | 6.33 | 5.93 | 0 | 184.85
D3.23 | A7 | 0 | 1010 | 2700 | 0 | 1 | #REF! | 0 | 0 | 0 | 59 | 19.87 | 48.33 | 26.92 |  | 0 | 0 | 0 | 154.12
D3.24 | D2 | 0 | 1110 | 2000 | 0 | 1 | #REF! | 1 | 0 | 0 | 135 | 15.84 |  |  |  |  | 5.31 | 0 | 156.15
D3.25 | D2 | 0 | 1000 | 2000 | 0 | 1 | #REF! | 0 | 0 | 0 | 135 | 15.5 |  |  |  |  | 0 | 0 | 150.5
D3.26 | A7 | 0 | 1233 | 2700 | 0 | 1 | #REF! | 1 | 0 | 0 | 59 | 20.56 | 50.01 | 27.86 |  | 7.36 | 6.9 | 0 | 171.69
D3.27 | G | 0 | 628 | 1123 | 0 | 1 | #REF! | 0 | 0 | 0 | 22 | 8.91 | 21.67 | 12.07 |  | 0 | 0 | 0 | 64.65
D3.28 | H | 0 | 628 | 1308 | 0 | 1 | #REF! | 1 | 0 | 0 | 22 | 10.06 | 24.46 | 13.62 |  | 3.6 | 3.37 | 0 | 77.11
D3.29 | A7 | 0 | 1233 | 2700 | 0 | 1 | #REF! | 1 | 0 | 0 | 59 | 20.56 | 50.01 | 27.86 |  | 7.36 | 6.9 | 0 | 171.69
D3WC.01 | 0 | 0 | 0 | 0 | 0 | 0 | #REF! | 0 | 0 | 0 |  | 0 | 0 | 0 |  | 0 | 0 | 0 | 0
D3WC.02 | 0 | 0 | 0 | 0 | 0 | 0 | #REF! | 0 | 0 | 0 |  | 0 | 0 | 0 |  | 0 | 0 | 0 | 0
D3WC.03 | 0 | 0 | 0 | 0 | 0 | 0 | #REF! | 0 | 0 | 0 |  | 0 | 0 | 0 |  | 0 | 0 | 0 | 0
D3WC.04 | 0 | 0 | 0 | 0 | 0 | 0 | #REF! | 0 | 0 | 0 |  | 0 | 0 | 0 |  | 0 | 0 | 0 | 0
D3WC.05 | 0 | 0 | 0 | 0 | 0 | 0 | #REF! | 0 | 0 | 0 |  | 0 | 0 | 0 |  | 0 | 0 | 0 | 0
D3WC.06 | 0 | 0 | 0 | 0 | 0 | 0 | #REF! | 0 | 0 | 0 |  | 0 | 0 | 0 |  | 0 | 0 | 0 | 0
D3WC.07 | 0 | 0 | 0 | 0 | 0 | 0 | #REF! | 0 | 0 | 0 |  | 0 | 0 | 0 |  | 0 | 0 | 0 | 0
D3WC.08 | 0 | 0 | 0 | 0 | 0 | 0 | #REF! | 0 | 0 | 0 |  | 0 | 0 | 0 |  | 0 | 0 | 0 | 0
D3WC.09 | 0 | 0 | 0 | 0 | 0 | 0 | #REF! | 0 | 0 | 0 |  | 0 | 0 | 0 |  | 0 | 0 | 0 | 0
D3WC.10 | 0 | 0 | 0 | 0 | 0 | 0 | #REF! | 0 | 0 | 0 |  | 0 | 0 | 0 |  | 0 | 0 | 0 | 0
D3WC.11 | 0 | 0 | 0 | 0 | 0 | 0 | #REF! | 0 | 0 | 0 |  | 0 | 0 | 0 |  | 0 | 0 | 0 | 0
D3WC.12 | 0 | 0 | 0 | 0 | 0 | 0 | #REF! | 0 | 0 | 0 |  | 0 | 0 | 0 |  | 0 | 0 | 0 | 0
D3WC.13 | 0 | 0 | 0 | 0 | 0 | 0 | #REF! | 0 | 0 | 0 |  | 0 | 0 | 0 |  | 0 | 0 | 0 | 0
D3WC.14 | 0 | 0 | 0 | 0 | 0 | 0 | #REF! | 0 | 0 | 0 |  | 0 | 0 | 0 |  | 0 | 0 | 0 | 0
D4.01 | E1 | 0 | 0 | 0 | 0 | 0 | #REF! | 0 | 0 | 0 |  | 0 | 0 | 0 |  | 0 | 0 | 0 | 0
D4.02 | E1 | 0 | 0 | 0 | 0 | 0 | #REF! | 0 | 0 | 0 |  | 0 | 0 | 0 |  | 0 | 0 | 0 | 0
D4.03 | D2 | 0 | 1110 | 2000 | 0 | 1 | #REF! | 1 | 0 | 0 | 135 | 15.84 |  |  |  |  | 5.31 | 0 | 156.15
D4.04 | D2 | 0 | 1110 | 2000 | 0 | 1 | #REF! | 1 | 0 | 0 | 135 | 15.84 |  |  |  |  | 5.31 | 0 | 156.15
D4.05 | D2 | 0 | 1110 | 2000 | 0 | 1 | #REF! | 1 | 0 | 0 | 135 | 15.84 |  |  |  |  | 5.31 | 0 | 156.15
D4.06 | D2 | 0 | 1110 | 2000 | 0 | 1 | #REF! | 1 | 0 | 0 | 135 | 15.84 |  |  |  |  | 5.31 | 0 | 156.15
D4.07 | D2 | 0 | 1110 | 2000 | 0 | 1 | #REF! | 1 | 0 | 0 | 135 | 15.84 |  |  |  |  | 5.31 | 0 | 156.15
D4.08 | D2 | 0 | 1110 | 2000 | 0 | 1 | #REF! | 1 | 0 | 0 | 135 | 15.84 |  |  |  |  | 5.31 | 0 | 156.15
D4.09 | D2 | 0 | 1110 | 2000 | 0 | 1 | #REF! | 1 | 0 | 0 | 135 | 15.84 |  |  |  |  | 5.31 | 0 | 156.15
D4.10 | D2 | 0 | 1110 | 2000 | 0 | 1 | #REF! | 1 | 0 | 0 | 135 | 15.84 |  |  |  |  | 5.31 | 0 | 156.15
D4.11 | D2 | 0 | 1110 | 2000 | 0 | 1 | #REF! | 1 | 0 | 0 | 135 | 15.84 |  |  |  |  | 5.31 | 0 | 156.15
D4.12 | D2 | 0 | 1110 | 2000 | 0 | 1 | #REF! | 1 | 0 | 0 | 135 | 15.84 |  |  |  |  | 5.31 | 0 | 156.15
D4.13 | A7 | 0 | 1233 | 2700 | 0 | 1 | #REF! | 0 | 1 | 0 | 59 | 20.56 | 50.01 | 27.86 |  | 14.73 | 6.9 | 0 | 179.06
D4.14 | H | 0 | 628 | 1308 | 0 | 1 | #REF! | 1 | 0 | 0 | 22 | 10.06 | 24.46 | 13.62 |  | 3.6 | 3.37 | 0 | 77.11
D4.15 | A8 | 0 | 1110 | 2700 | 0 | 1 | #REF! | 0 | 0 | 0 | 59 | 20.18 | 49.09 | 27.34 |  | 0 | 0 | 0 | 155.61
D4.16 | A7 | 0 | 1233 | 2700 | 0 | 1 | #REF! | 1 | 0 | 0 | 59 | 20.56 | 50.01 | 27.86 |  | 7.36 | 6.9 | 0 | 171.69
D4.17 | A7 | 0 | 1110 | 2700 | 0 | 1 | #REF! | 0 | 1 | 0 | 59 | 20.18 | 49.09 | 27.34 |  | 14.45 | 6.77 | 0 | 176.83
D4.18 | G | 0 | 628 | 1123 | 0 | 1 | #REF! | 0 | 0 | 0 | 22 | 8.91 | 21.67 | 12.07 |  | 0 | 0 | 0 | 64.65
D4.19 | D2 | 0 | 1110 | 2000 | 0 | 1 | #REF! | 1 | 0 | 0 | 135 | 15.84 |  |  |  |  | 5.31 | 0 | 156.15
D4.20 | A7 | 0 | 1010 | 2700 | 0 | 1 | #REF! | 0 | 0 | 0 | 59 | 19.87 | 48.33 | 26.92 |  | 0 | 0 | 0 | 154.12
D4.21 | A4 | 0 | 1100 | 2300 | 0 | 1 | #REF! | 1 | 0 | 0 | 88 | 17.67 | 42.98 | 23.94 |  | 6.33 | 5.93 | 0 | 184.85
D4.22 | A4 | 0 | 1100 | 2300 | 0 | 1 | #REF! | 1 | 0 | 0 | 88 | 17.67 | 42.98 | 23.94 |  | 6.33 | 5.93 | 0 | 184.85
D4.23 | A7 | 0 | 1010 | 2700 | 0 | 1 | #REF! | 0 | 0 | 0 | 59 | 19.87 | 48.33 | 26.92 |  | 0 | 0 | 0 | 154.12
D4.24 | D2 | 0 | 1110 | 2000 | 0 | 1 | #REF! | 1 | 0 | 0 | 135 | 15.84 |  |  |  |  | 5.31 | 0 | 156.15
D4.25 | D2 | 0 | 1000 | 2000 | 0 | 1 | #REF! | 0 | 0 | 0 | 135 | 15.5 |  |  |  |  | 0 | 0 | 150.5
D4.26 | A7 | 0 | 1233 | 2700 | 0 | 1 | #REF! | 1 | 0 | 0 | 59 | 20.56 | 50.01 | 27.86 |  | 7.36 | 6.9 | 0 | 171.69
D4.27 | G | 0 | 628 | 1123 | 0 | 1 | #REF! | 0 | 0 | 0 | 22 | 8.91 | 21.67 | 12.07 |  | 0 | 0 | 0 | 64.65
D4.28 | H | 0 | 628 | 1308 | 0 | 1 | #REF! | 1 | 0 | 0 | 22 | 10.06 | 24.46 | 13.62 |  | 3.6 | 3.37 | 0 | 77.11
D4.29 | A7 | 0 | 1233 | 2700 | 0 | 1 | #REF! | 1 | 0 | 0 | 59 | 20.56 | 50.01 | 27.86 |  | 7.36 | 6.9 | 0 | 171.69
D4WC.01 | 0 | 0 | 0 | 0 | 0 | 0 | #REF! | 0 | 0 | 0 |  | 0 | 0 | 0 |  | 0 | 0 | 0 | 0
D4WC.02 | 0 | 0 | 0 | 0 | 0 | 0 | #REF! | 0 | 0 | 0 |  | 0 | 0 | 0 |  | 0 | 0 | 0 | 0
D4WC.03 | 0 | 0 | 0 | 0 | 0 | 0 | #REF! | 0 | 0 | 0 |  | 0 | 0 | 0 |  | 0 | 0 | 0 | 0
D4WC.04 | 0 | 0 | 0 | 0 | 0 | 0 | #REF! | 0 | 0 | 0 |  | 0 | 0 | 0 |  | 0 | 0 | 0 | 0
D4WC.05 | 0 | 0 | 0 | 0 | 0 | 0 | #REF! | 0 | 0 | 0 |  | 0 | 0 | 0 |  | 0 | 0 | 0 | 0
D4WC.06 | 0 | 0 | 0 | 0 | 0 | 0 | #REF! | 0 | 0 | 0 |  | 0 | 0 | 0 |  | 0 | 0 | 0 | 0
D4WC.07 | 0 | 0 | 0 | 0 | 0 | 0 | #REF! | 0 | 0 | 0 |  | 0 | 0 | 0 |  | 0 | 0 | 0 | 0
D4WC.08 | 0 | 0 | 0 | 0 | 0 | 0 | #REF! | 0 | 0 | 0 |  | 0 | 0 | 0 |  | 0 | 0 | 0 | 0
D4WC.09 | 0 | 0 | 0 | 0 | 0 | 0 | #REF! | 0 | 0 | 0 |  | 0 | 0 | 0 |  | 0 | 0 | 0 | 0
D4WC.10 | 0 | 0 | 0 | 0 | 0 | 0 | #REF! | 0 | 0 | 0 |  | 0 | 0 | 0 |  | 0 | 0 | 0 | 0
D4WC.11 | 0 | 0 | 0 | 0 | 0 | 0 | #REF! | 0 | 0 | 0 |  | 0 | 0 | 0 |  | 0 | 0 | 0 | 0
D4WC.12 | 0 | 0 | 0 | 0 | 0 | 0 | #REF! | 0 | 0 | 0 |  | 0 | 0 | 0 |  | 0 | 0 | 0 | 0
D4WC.13 | 0 | 0 | 0 | 0 | 0 | 0 | #REF! | 0 | 0 | 0 |  | 0 | 0 | 0 |  | 0 | 0 | 0 | 0
D4WC.14 | 0 | 0 | 0 | 0 | 0 | 0 | #REF! | 0 | 0 | 0 |  | 0 | 0 | 0 |  | 0 | 0 | 0 | 0
EX-D4.01 | (External) | 0 | 0 | 0 | 0 | 0 | #REF! | 0 | 0 | 0 |  | 0 | 0 | 0 |  | 0 | 0 | 0 | 0
EX-D4.02 | (External) | 0 | 0 | 0 | 0 | 0 | #REF! | 0 | 0 | 0 |  | 0 | 0 | 0 |  | 0 | 0 | 0 | 0
D5.01 | E1 | 0 | 0 | 0 | 0 | 0 | #REF! | 0 | 0 | 0 |  | 0 | 0 | 0 |  | 0 | 0 | 0 | 0
D5.02 | E1 | 0 | 0 | 0 | 0 | 0 | #REF! | 0 | 0 | 0 |  | 0 | 0 | 0 |  | 0 | 0 | 0 | 0
D5.03 | D2 | 0 | 1110 | 2000 | 0 | 1 | #REF! | 1 | 0 | 0 | 135 | 15.84 |  |  |  |  | 5.31 | 0 | 156.15
D5.04 | D2 | 0 | 1110 | 2000 | 0 | 1 | #REF! | 1 | 0 | 0 | 135 | 15.84 |  |  |  |  | 5.31 | 0 | 156.15
D5.05 | D2 | 0 | 1110 | 2000 | 0 | 1 | #REF! | 1 | 0 | 0 | 135 | 15.84 |  |  |  |  | 5.31 | 0 | 156.15
D5.06 | D2 | 0 | 1110 | 2000 | 0 | 1 | #REF! | 1 | 0 | 0 | 135 | 15.84 |  |  |  |  | 5.31 | 0 | 156.15
D5.07 | D2 | 0 | 1110 | 2000 | 0 | 1 | #REF! | 1 | 0 | 0 | 135 | 15.84 |  |  |  |  | 5.31 | 0 | 156.15
D5.08 | D2 | 0 | 1110 | 2000 | 0 | 1 | #REF! | 1 | 0 | 0 | 135 | 15.84 |  |  |  |  | 5.31 | 0 | 156.15
D5.09 | D2 | 0 | 1110 | 2000 | 0 | 1 | #REF! | 1 | 0 | 0 | 135 | 15.84 |  |  |  |  | 5.31 | 0 | 156.15
D5.10 | D2 | 0 | 1110 | 2000 | 0 | 1 | #REF! | 1 | 0 | 0 | 135 | 15.84 |  |  |  |  | 5.31 | 0 | 156.15
D5.11 | D2 | 0 | 1110 | 2000 | 0 | 1 | #REF! | 1 | 0 | 0 | 135 | 15.84 |  |  |  |  | 5.31 | 0 | 156.15
D5.12 | D2 | 0 | 1110 | 2000 | 0 | 1 | #REF! | 1 | 0 | 0 | 135 | 15.84 |  |  |  |  | 5.31 | 0 | 156.15
D5.13 | A7 | 0 | 1233 | 2700 | 0 | 1 | #REF! | 0 | 1 | 0 | 59 | 20.56 | 50.01 | 27.86 |  | 14.73 | 6.9 | 0 | 179.06
D5.14 | H | 0 | 628 | 1308 | 0 | 1 | #REF! | 1 | 0 | 0 | 22 | 10.06 | 24.46 | 13.62 |  | 3.6 | 3.37 | 0 | 77.11
D5.15 | A8 | 0 | 1110 | 2700 | 0 | 1 | #REF! | 0 | 0 | 0 | 59 | 20.18 | 49.09 | 27.34 |  | 0 | 0 | 0 | 155.61
D5.16 | A7 | 0 | 1233 | 2700 | 0 | 1 | #REF! | 1 | 0 | 0 | 59 | 20.56 | 50.01 | 27.86 |  | 7.36 | 6.9 | 0 | 171.69
D5.17 | A7 | 0 | 1110 | 2700 | 0 | 1 | #REF! | 0 | 1 | 0 | 59 | 20.18 | 49.09 | 27.34 |  | 14.45 | 6.77 | 0 | 176.83
D5.18 | G | 0 | 628 | 1123 | 0 | 1 | #REF! | 0 | 0 | 0 | 22 | 8.91 | 21.67 | 12.07 |  | 0 | 0 | 0 | 64.65
D5.19 | D2 | 0 | 1110 | 2000 | 0 | 1 | #REF! | 1 | 0 | 0 | 135 | 15.84 |  |  |  |  | 5.31 | 0 | 156.15
D5.20 | A7 | 0 | 1010 | 2700 | 0 | 1 | #REF! | 0 | 0 | 0 | 59 | 19.87 | 48.33 | 26.92 |  | 0 | 0 | 0 | 154.12
D5.21 | A4 | 0 | 1100 | 2300 | 0 | 1 | #REF! | 1 | 0 | 0 | 88 | 17.67 | 42.98 | 23.94 |  | 6.33 | 5.93 | 0 | 184.85
D5.22 | A4 | 0 | 1100 | 2300 | 0 | 1 | #REF! | 1 | 0 | 0 | 88 | 17.67 | 42.98 | 23.94 |  | 6.33 | 5.93 | 0 | 184.85
D5.23 | A7 | 0 | 1010 | 2700 | 0 | 1 | #REF! | 0 | 0 | 0 | 59 | 19.87 | 48.33 | 26.92 |  | 0 | 0 | 0 | 154.12
D5.24 | D2 | 0 | 1110 | 2000 | 0 | 1 | #REF! | 1 | 0 | 0 | 135 | 15.84 |  |  |  |  | 5.31 | 0 | 156.15
D5.25 | D2 | 0 | 1000 | 2000 | 0 | 1 | #REF! | 0 | 0 | 0 | 135 | 15.5 |  |  |  |  | 0 | 0 | 150.5
D5.26 | A7 | 0 | 1233 | 2700 | 0 | 1 | #REF! | 1 | 0 | 0 | 59 | 20.56 | 50.01 | 27.86 |  | 7.36 | 6.9 | 0 | 171.69
D5.27 | G | 0 | 628 | 1123 | 0 | 1 | #REF! | 0 | 0 | 0 | 22 | 8.91 | 21.67 | 12.07 |  | 0 | 0 | 0 | 64.65
D5.28 | H | 0 | 628 | 1308 | 0 | 1 | #REF! | 1 | 0 | 0 | 22 | 10.06 | 24.46 | 13.62 |  | 3.6 | 3.37 | 0 | 77.11
D5.29 | A7 | 0 | 1233 | 2700 | 0 | 1 | #REF! | 1 | 0 | 0 | 59 | 20.56 | 50.01 | 27.86 |  | 7.36 | 6.9 | 0 | 171.69
D5WC.01 | 0 | 0 | 0 | 0 | 0 | 0 | #REF! | 0 | 0 | 0 |  | 0 | 0 | 0 |  | 0 | 0 | 0 | 0
D5WC.02 | 0 | 0 | 0 | 0 | 0 | 0 | #REF! | 0 | 0 | 0 |  | 0 | 0 | 0 |  | 0 | 0 | 0 | 0
D5WC.03 | 0 | 0 | 0 | 0 | 0 | 0 | #REF! | 0 | 0 | 0 |  | 0 | 0 | 0 |  | 0 | 0 | 0 | 0
D5WC.04 | 0 | 0 | 0 | 0 | 0 | 0 | #REF! | 0 | 0 | 0 |  | 0 | 0 | 0 |  | 0 | 0 | 0 | 0
D5WC.05 | 0 | 0 | 0 | 0 | 0 | 0 | #REF! | 0 | 0 | 0 |  | 0 | 0 | 0 |  | 0 | 0 | 0 | 0
D5WC.06 | 0 | 0 | 0 | 0 | 0 | 0 | #REF! | 0 | 0 | 0 |  | 0 | 0 | 0 |  | 0 | 0 | 0 | 0
D5WC.07 | 0 | 0 | 0 | 0 | 0 | 0 | #REF! | 0 | 0 | 0 |  | 0 | 0 | 0 |  | 0 | 0 | 0 | 0
D5WC.08 | 0 | 0 | 0 | 0 | 0 | 0 | #REF! | 0 | 0 | 0 |  | 0 | 0 | 0 |  | 0 | 0 | 0 | 0
D5WC.09 | 0 | 0 | 0 | 0 | 0 | 0 | #REF! | 0 | 0 | 0 |  | 0 | 0 | 0 |  | 0 | 0 | 0 | 0
D5WC.10 | 0 | 0 | 0 | 0 | 0 | 0 | #REF! | 0 | 0 | 0 |  | 0 | 0 | 0 |  | 0 | 0 | 0 | 0
D5WC.11 | 0 | 0 | 0 | 0 | 0 | 0 | #REF! | 0 | 0 | 0 |  | 0 | 0 | 0 |  | 0 | 0 | 0 | 0
D5WC.12 | 0 | 0 | 0 | 0 | 0 | 0 | #REF! | 0 | 0 | 0 |  | 0 | 0 | 0 |  | 0 | 0 | 0 | 0
D5WC.13 | 0 | 0 | 0 | 0 | 0 | 0 | #REF! | 0 | 0 | 0 |  | 0 | 0 | 0 |  | 0 | 0 | 0 | 0
D5WC.14 | 0 | 0 | 0 | 0 | 0 | 0 | #REF! | 0 | 0 | 0 |  | 0 | 0 | 0 |  | 0 | 0 | 0 | 0
EX-D5.01 | (External) | 0 | 0 | 0 | 0 | 0 | #REF! | 0 | 0 | 0 |  | 0 | 0 | 0 |  | 0 | 0 | 0 | 0
EX-D5.02 | (External) | 0 | 0 | 0 | 0 | 0 | #REF! | 0 | 0 | 0 |  | 0 | 0 | 0 |  | 0 | 0 | 0 | 0
EX-D5.03 | (External) | 0 | 0 | 0 | 0 | 0 | #REF! | 0 | 0 | 0 |  | 0 | 0 | 0 |  | 0 | 0 | 0 | 0
EX-D5.04 | (External) | 0 | 0 | 0 | 0 | 0 | #REF! | 0 | 0 | 0 |  | 0 | 0 | 0 |  | 0 | 0 | 0 | 0
EX-D5.05 | (External) | 0 | 0 | 0 | 0 | 0 | #REF! | 0 | 0 | 0 |  | 0 | 0 | 0 |  | 0 | 0 | 0 | 0
EX-D5.06 | (External) | 0 | 0 | 0 | 0 | 0 | #REF! | 0 | 0 | 0 |  | 0 | 0 | 0 |  | 0 | 0 | 0 | 0
EX-D6.01 | (External) | 0 | 0 | 0 | 0 | 0 | #REF! | 0 | 0 | 0 |  | 0 | 0 | 0 |  | 0 | 0 | 0 | 0
EX-D6.02 | (External) | 0 | 0 | 0 | 0 | 0 | #REF! | 0 | 0 | 0 |  | 0 | 0 | 0 |  | 0 | 0 | 0 | 0
EX-D6.03 | (External) | 0 | 0 | 0 | 0 | 0 | #REF! | 0 | 0 | 0 |  | 0 | 0 | 0 |  | 0 | 0 | 0 | 0
EX-D6.04 | (External) | 0 | 0 | 0 | 0 | 0 | #REF! | 0 | 0 | 0 |  | 0 | 0 | 0 |  | 0 | 0 | 0 | 0
EX-D6.05 | (External) | 0 | 0 | 0 | 0 | 0 | #REF! | 0 | 0 | 0 |  | 0 | 0 | 0 |  | 0 | 0 | 0 | 0
EX-D6.06 | (External) | 0 | 0 | 0 | 0 | 0 | #REF! | 0 | 0 | 0 |  | 0 | 0 | 0 |  | 0 | 0 | 0 | 0

## Ironmongery
BAM - CANNON STREET
IRONMONGERY LABOUR
Set | Hinge | Closer | hold open | Levers | Pull handle (Doc M) | Pull handle (bolt thru) | Push plate | Cylinder pull | Escutcheon | Soss hinges | Door viewer | Kickplates | Concealed closer | Lockcase | Budget lock | Trolley plate | Sheer lock etc | Single cylinder | Cylinder & turn | Flush bolts | Flush pulls etc | Digital lock | Door stop (p&S) | Panic latch | Panic bolt (single) | Panic bolt (double) | Dbl door touch bar | Doc M | Floor spring | Door holder | Hat & coat hook (p&s) | Guard | Sign | Perko | Barrel Bolt | Panic Bar | Ditto with lever/cylinder | Letter box |  | Inflation | Rate | Supply | Sub Total | O,H&P | Nett | PEPS | MCD | TOTAL
No | 3.5 | 11.68 | 5.94 | 5.93 | 50 | 5.94 | 2.97 | 2.97 | 1.48 | 16.67 | 15.54 | 2.97 | 35.09 | 15.54 | 8.33 | 5.94 | 48 | 2.97 | 2.97 | 15.54 | 16.58 | 66 | 2.97 | 0 | 12.27 | 20.43 | 0 | 135 | 50.03 | 2.43 | 2.97 | 5.94 | 2.97 | 8.33 | 5.94 | 20.43 | 25 | 30 | [5 empty] | 12%
3v | 883 | 121 |  | 48 |  | 122 | 107 |  | 84 |  |  | 90 |  | 144 | 11 |  | 19 | 125 | 106 | 40 |  |  | 213 | [7 empty] | 212 |  | 384 | [5 empty] | 13174.3 | 2239.63 | 15413.93 | 116867.25 | 132281.18 | 15873.74 | 148154.92 | 1496.51 | 16627.94 | 166279.37
[39 empty] | 0 | 0 | 0
[39 empty] | 0 | 0 | 0
[39 empty] | 0 | 0 | 0
[39 empty] | 0 | 0 | 0
[39 empty] | 0 | 0 | 0
[39 empty] | 0 | 0 | 0
[39 empty] | 0 | 0 | 0
[39 empty] | 0 | 0 | 0
[39 empty] | 0 | 0 | 0
[39 empty] | 0 | 0 | 0
[39 empty] | 0 | 0 | 0
[39 empty] | 0 | 0 | 0
[39 empty] | 0 | 0 | 0
[39 empty] | 0 | 0 | 0
[39 empty] | 0 | 0 | 0
[39 empty] | 0 | 0 | 0
[39 empty] | 0 | 0 | 0
[39 empty] | 0 | 0 | 0
[39 empty] | 0 | 0 | 0
[39 empty] | 0 | 0 | 0
[39 empty] | 0 | 0 | 0
[39 empty] | 0 | 0 | 0
[39 empty] | 0 | 0 | 0
[39 empty] | 0 | 0 | 0
[39 empty] | 0 | 0 | 0
[39 empty] | 0 | 0 | 0
[39 empty] | 0 | 0 | 0
[39 empty] | 0 | 0 | 0
[39 empty] | 0 | 0 | 0
[39 empty] | 0 | 0 | 0
[39 empty] | 0 | 0 | 0
[39 empty] | 0 | 0 | 0
[39 empty] | 0 | 0 | 0
[39 empty] | 0 | 0 | 0
[39 empty] | 0 | 0 | 0
[39 empty] | 0 | 0 | 0
[39 empty] | 0 | 0 | 0
[39 empty] | 0 | 0 | 0
[39 empty] | 0 | 0 | 0
[39 empty] | 0 | 0 | 0
[39 empty] | 0 | 0 | 0
[39 empty] | 0 | 0 | 0
[39 empty] | 0 | 0 | 0
[39 empty] | 0 | 0 | 0
[39 empty] | 0 | 0 | 0
[39 empty] | 0 | 0 | 0
[39 empty] | 0 | 0 | 0
[39 empty] | 0 | 0 | 0
[39 empty] | 0 | 0 | 0
[39 empty] | 0 | 0 | 0
[39 empty] | 0 | 0 | 0
[39 empty] | 0 | 0 | 0
[39 empty] | 0 | 0 | 0
[39 empty] | 0 | 0 | 0
[39 empty] | 0 | 0 | 0
[39 empty] | 0 | 0 | 0
[39 empty] | 0 | 0 | 0
[39 empty] | 0 | 0 | 0
[39 empty] | 0 | 0 | 0
[39 empty] | 0 | 0 | 0
[39 empty] | 0 | 0 | 0
[39 empty] | 0 | 0 | 0
[39 empty] | 0 | 0 | 0
[39 empty] | 0 | 0 | 0
[39 empty] | 0 | 0 | 0
[39 empty] | 0 | 0 | 0
[39 empty] | 0 | 0 | 0
[39 empty] | 0 | 0 | 0
[39 empty] | 0 | 0 | 0
[39 empty] | 0 | 0 | 0
[39 empty] | 0 | 0 | 0
[39 empty] | 0 | 0 | 0
[39 empty] | 0 | 0 | 0
[39 empty] | 0 | 0 | 0
[39 empty] | 0 | 0 | 0
[39 empty] | 0 | 0 | 0
[39 empty] | 0 | 0 | 0
[39 empty] | 0 | 0 | 0
[39 empty] | 0 | 0 | 0
[39 empty] | 0 | 0 | 0
[39 empty] | 0 | 0 | 0
[39 empty] | 0 | 0 | 0
[39 empty] | 0 | 0 | 0
[39 empty] | 0 | 0 | 0
[39 empty] | 0 | 0 | 0
[39 empty] | 0 | 0 | 0
[39 empty] | 0 | 0 | 0
[39 empty] | 0 | 0 | 0
[39 empty] | 0 | 0 | 0
[39 empty] | 0 | 0 | 0
[39 empty] | 0 | 0 | 0
[39 empty] | 0 | 0 | 0
[39 empty] | 0 | 0 | 0
[39 empty] | 0 | 0 | 0
[39 empty] | 0 | 0 | 0
[39 empty] | 0 | 0 | 0
[39 empty] | 0 | 0 | 0
[39 empty] | 0 | 0 | 0
[39 empty] | 0 | 0 | 0
[39 empty] | 0 | 0 | 0
[39 empty] | 0 | 0 | 0
[39 empty] | 0 | 0 | 0
| 883 | 121 | 0 | 48 | 0 | 122 | 107 | 0 | 84 | 0 | 0 | 90 | 0 | 144 | 11 | 0 | 19 | 125 | 106 | 40 | 0 | 0 | 213 | 0 | 0 | 0 | 0 | 0 | 0 | 0 | 212 | 0 | 384 | 0 | 0 | 0 | 0 | 0

## Door Materials
BAM - CANNON STREET
DOOR MATERIALS
Door | Door | Door | Frame | Frame | [9 empty] | Selo
Nr | Type | Material | Width | Height | S/W | H/W | FD30 | FD60 | dB | Fxngs | Sub-frame | JMS | Door | Extras | Mastic | Biscuiting | SUPPLY
DB.01 | A3 | 0 | 1010 | 2300 | 0 | 1 | 0 | 1 | 0 | 0.5 | 4.49 | 501.95 | 833.95 |  | 11.22 | 31.24 | 1383.35
DB.02 | A3 | 0 | 1010 | 2300 | 0 | 1 | 0 | 1 | 0 | 0.5 | 4.49 | 501.95 | 560.12 |  | 11.22 | 31.24 | 1109.52
DB.03 | A1 | 0 | 1233 | 2300 | 0 | 1 | 0 | 0 | 0 | 0.52 | 4.67 | 478.6 | 782.07 |  | 0 | 31.24 | 1297.1
DB.04 | A1 | 0 | 1130 | 2300 | 0 | 1 | 0 | 1 | 0 | 0.52 | 4.58 | 507.71 | 1137.73 |  | 11.46 | 31.24 | 1693.24
DB.05 | B1 | 0 | 895 | 2300 | 0 | 1 | 0 | 0 | 0 | 0.49 | 4.4 | 181.52 | 335.72 |  | 0 | 31.24 | 553.37
DB.06 | B1 | 0 | 895 | 2300 | 0 | 1 | 0 | 0 | 0 | 0.49 | 4.4 | 181.52 | 335.72 |  | 0 | 31.24 | 553.37
DB.07 | B1 | 0 | 895 | 2300 | 0 | 1 | 0 | 0 | 0 | 0.49 | 4.4 | 181.52 | 335.72 |  | 0 | 31.24 | 553.37
DB.08 | B5 | 0 | 1665 | 2300 | 0 | 1 | 0 | 1 | 0 | 0.56 | 5.01 | 257.22 | 1362.72 |  | 12.53 | 31.24 | 1669.28
DB.09 | B5 | 0 | 2020 | 2300 | 0 | 1 | 0 | 0 | 0 | 0.6 | 5.3 | 199.93 | 1026.38 |  | 0 | 31.24 | 1263.45
DB.10 | B5 | 0 | 2020 | 2300 | 0 | 1 | 0 | 0 | 0 | 0.6 | 5.3 | 199.93 | 1026.38 |  | 0 | 31.24 | 1263.45
DB.11 | B1 | 0 | 1060 | 2300 | 0 | 1 | 0 | 1 | 0 | 0.51 | 4.53 | 245.72 | 443.96 |  | 11.32 | 31.24 | 737.28
DB.12 | B2 | 0 | 2020 | 2300 | 0 | 1 | 0 | 1 | 0 | 0.6 | 5.3 | 267.1 | 926.6 |  | 13.24 | 31.24 | 1244.08
DB.13 | B1 | 0 | 1060 | 2300 | 0 | 1 | 0 | 1 | 0 | 0.51 | 4.53 | 245.72 | 443.96 |  | 11.32 | 31.24 | 737.28
DB.14 | B5 | 0 | 2020 | 2300 | 0 | 1 | 0 | 1 | 0 | 0.6 | 5.3 | 267.1 | 1419.76 |  | 13.24 | 31.24 | 1737.24
DB.15 | B2 | 0 | 1060 | 2300 | 0 | 1 | 0 | 1 | 0 | 0.51 | 4.53 | 244.68 | 690.51 |  | 11.32 | 31.24 | 982.79
DB.16 | B2 | 0 | 2020 | 2300 | 0 | 1 | 0 | 1 | 0 | 0.6 | 5.3 | 267.1 | 926.6 |  | 13.24 | 31.24 | 1244.08
DB.17 | B2 | 0 | 2020 | 2300 | 0 | 1 | 0 | 1 | 0 | 0.6 | 5.3 | 267.1 | 926.6 |  | 13.24 | 31.24 | 1244.08
DB.18 | B1 | 0 | 910 | 2300 | 0 | 1 | 0 | 0 | 0 | 0.5 | 4.41 | 181.76 | 338.14 |  | 0 | 31.24 | 556.05
DB.19 | B5 | 0 | 2020 | 2300 | 0 | 1 | 0 | 0 | 0 | 0.6 | 5.3 | 199.93 | 1026.38 |  | 0 | 31.24 | 1263.45
DB.20 | OMITTED | 0 | 0 | 0 | 0 | 0 | 0 | 0 | 0 | 0 | 0 | 0 | 0 |  | 0 | 0 | 0
DB.21 | B2 | 0 | 2020 | 2300 | 0 | 1 | 0 | 1 | 0 | 0.6 | 5.3 | 267.1 | 926.6 |  | 13.24 | 31.24 | 1244.08
DB.22 | B2 | 0 | 2020 | 2300 | 0 | 1 | 0 | 1 | 0 | 0.6 | 5.3 | 267.1 | 926.6 |  | 13.24 | 31.24 | 1244.08
DB.23 | B1 | 0 | 1060 | 2300 | 0 | 1 | 0 | 1 | 0 | 0.51 | 4.53 | 245.72 | 443.96 |  | 11.32 | 31.24 | 737.28
DB.24 | B2 | 0 | 2020 | 2300 | 0 | 1 | 0 | 1 | 0 | 0.6 | 5.3 | 267.1 | 926.6 |  | 13.24 | 31.24 | 1244.08
DB.25 | B2 | 0 | 2020 | 2300 | 0 | 1 | 0 | 1 | 0 | 0.6 | 5.3 | 267.1 | 926.6 |  | 13.24 | 31.24 | 1244.08
DB.26 | B1 | 0 | 1060 | 2300 | 0 | 1 | 0 | 1 | 0 | 0.51 | 4.53 | 245.72 | 443.96 |  | 11.32 | 31.24 | 737.28
DB.27 | B2 | 0 | 2020 | 2300 | 0 | 1 | 0 | 1 | 0 | 0.6 | 5.3 | 267.1 | 926.6 |  | 13.24 | 31.24 | 1244.08
DB.28 | B1 | 0 | 1010 | 2300 | 0 | 1 | 0 | 1 | 0 | 0.5 | 4.49 | 243.64 | 676.6 |  | 11.22 | 31.24 | 967.69
DB.29 | A3 | 0 | 1010 | 2300 | 0 | 1 | 0 | 1 | 0 | 0.5 | 4.49 | 501.95 | 833.95 |  | 11.22 | 31.24 | 1383.35
DB.30 | A2 | 0 | 2020 | 2300 | 0 | 1 | 0 | 1 | 0 | 0.6 | 5.3 | 550.41 | 2223.94 |  | 13.24 | 31.24 | 2824.73
DB.31 | A5 | 0 | 1060 | 2300 | 0 | 1 | 0 | 1 | 0 | 0.51 | 4.53 | 504.35 | 579.07 |  | 11.32 | 31.24 | 1131.02
DB.32 | A1 | 0 | 1010 | 2300 | 0 | 1 | 0 | 0 | 0 | 0.5 | 4.49 | 467.9 | 500.28 |  | 0 | 31.24 | 1004.41
DB.33 | A1 | 0 | 910 | 2300 | 0 | 1 | 0 | 1 | 0 | 0.5 | 4.41 | 497.15 | 969.9 |  | 11.02 | 31.24 | 1514.22
DB.34 | A1 | 0 | 1010 | 2300 | 0 | 1 | 0 | 1 | 0 | 0.5 | 4.49 | 501.95 | 774.81 |  | 11.22 | 31.24 | 1324.21
DB.35 | A1 | 0 | 910 | 2300 | 0 | 1 | 0 | 1 | 0 | 0.5 | 4.41 | 497.15 | 969.9 |  | 11.02 | 31.24 | 1514.22
DB.36 | A1 | 0 | 910 | 2300 | 0 | 1 | 0 | 0 | 0 | 0.5 | 4.41 | 463.1 | 474.09 |  | 0 | 31.24 | 973.34
DB.37 | A3 | 0 | 820 | 2300 | 0 | 1 | 0 | 0 | 0 | 0.49 | 4.34 | 458.79 | 434.56 |  | 0 | 31.24 | 929.42
DB.38 | A3 | 0 | 820 | 2300 | 0 | 1 | 0 | 0 | 0 | 0.49 | 4.34 | 458.79 | 434.56 |  | 0 | 31.24 | 929.42
DB.39 | F | [10 empty] | 0 |  |  |  |  | 0 | Shower door
DB.40 | F | [10 empty] | 0 |  |  |  |  | 0 | Shower door
DB.41 | F | [10 empty] | 0 |  |  |  |  | 0 | Shower door
DB.42 | F | [10 empty] | 0 |  |  |  |  | 0 | Shower door
DB.43 | F | [10 empty] | 0 |  |  |  |  | 0 | Shower door
DB.44 | F | [10 empty] | 0 |  |  |  |  | 0 | Shower door
DB.45 | F | [10 empty] | 0 |  |  |  |  | 0 | Shower door
DB.46 | F | [10 empty] | 0 |  |  |  |  | 0 | Shower door
DB.47 | F | [10 empty] | 0 |  |  |  |  | 0 | Shower door
DB.48 | F | [10 empty] | 0 |  |  |  |  | 0 | Shower door
DB.49 | F | [10 empty] | 0 |  |  |  |  | 0 | Shower door
DB.50 | A1 | 0 | 910 | 2300 | 0 | 1 | 0 | 0 | 0 | 0.5 | 4.41 | 463.1 | 474.09 |  | 0 | 31.24 | 973.34
DB.51 | A4 | 0 | 950 | 2300 | 0 | 1 | 0 | 0 | 0 | 0.5 | 4.44 | 465.02 | 526.96 |  | 0 | 31.24 | 1028.16
DB.52 | A3 | 0 | 820 | 2300 | 0 | 1 | 0 | 0 | 0 | 0.49 | 4.34 | 458.79 | 434.56 |  | 0 | 31.24 | 929.42
DB.53 | A3 | 0 | 820 | 2300 | 0 | 1 | 0 | 0 | 0 | 0.49 | 4.34 | 458.79 | 434.56 |  | 0 | 31.24 | 929.42
DB.54 | F | [10 empty] | 0 |  |  |  |  | 0 | Shower door
DB.55 | F | [10 empty] | 0 |  |  |  |  | 0 | Shower door
DB.56 | F | [10 empty] | 0 |  |  |  |  | 0 | Shower door
DB.57 | F | [10 empty] | 0 |  |  |  |  | 0 | Shower door
DB.58 | F | [10 empty] | 0 |  |  |  |  | 0 | Shower door
DB.59 | OMITTED | 0 | 0 | 0 | 0 | 0 | 0 | 0 | 0 | 0 | 0 | 0 | 0 |  | 0 | 0 | 0
DB.60 | F | [10 empty] | 0 |  |  |  |  | 0 | Shower door
DB.61 | F | [10 empty] | 0 |  |  |  |  | 0 | Shower door
DB.62 | F | [10 empty] | 0 |  |  |  |  | 0 | Shower door
DB.63 | F | [10 empty] | 0 |  |  |  |  | 0 | Shower door
DB.64 | F | [10 empty] | 0 |  |  |  |  | 0 | Shower door
DB.65 | F | [10 empty] | 0 |  |  |  |  | 0 | Shower door
DB.66 | F | [10 empty] | 0 |  |  |  |  | 0 | Shower door
DB.67 | A2 | 0 | 1860 | 2300 | 0 | 1 | 0 | 1 | 0 | 0.58 | 5.17 | 542.74 | 2101.9 |  | 12.92 | 31.24 | 2694.55
DB.68 | A2 | 0 | 2020 | 2300 | 0 | 1 | 0 | 1 | 0 | 0.6 | 5.3 | 550.41 | 2223.94 |  | 13.24 | 31.24 | 2824.73
DB.69 | A3 | 0 | 1060 | 2300 | 0 | 1 | 0 | 1 | 0 | 0.51 | 4.53 | 504.35 | 579.07 |  | 11.32 | 31.24 | 1131.02
DB.70 | A1 | 0 | 1010 | 2300 | 0 | 1 | 0 | 0 | 0 | 0.5 | 4.49 | 467.9 | 676.95 |  | 0 | 31.24 | 1181.08
DB.71 | UKPN | 0 | 0 | 0 | 0 | 0 | 0 | 0 | 0 | 0 | 0 | 0 | 0 |  | 0 | 0 | 0 | By others
DB.72 | UKPN | 0 | 0 | 0 | 0 | 0 | 0 | 0 | 0 | 0 | 0 | 0 | 0 |  | 0 | 0 | 0 | By others
DB.73 | A3 | 0 | 970 | 2300 | 0 | 1 | 0 | 0 | 0 | 0.5 | 4.46 | 465.98 | 473.85 |  | 0 | 31.24 | 976.03
DB.74 | G | 0 | 628 | 1123 | 0 | 1 | 0 | 0 | 0 | 0.26 | 2.3 | 188.3 | 222.07 |  | 0 | 31.24 | 444.17
EX-DB.01 | (External) | 0 | 0 | 0 | 0 | 0 | 0 | 0 | 0 | 0 | 0 | 0 | 0 |  | 0 | 0 | 0 | By others
EX-DB.02 | (External) | 0 | 0 | 0 | 0 | 0 | 0 | 0 | 0 | 0 | 0 | 0 | 0 |  | 0 | 0 | 0 | By others
DG.01 | E2 | 0 | 0 | 0 | 0 | 0 | 0 | 0 | 0 | 0 | 0 | 0 | 0 |  | 0 | 0 | 0 | By others
DG.02 | A1 | 0 | 1233 | 2300 | 0 | 1 | 0 | 1 | 0 | 0.52 | 4.67 | 1096.52. | 1004.11 |  | 11.67 | 31.24 | 1052.21
DG.03 | A1 | 0 | 910 | 2300 | 0 | 1 | 1 | 0 | 0 | 0.5 | 4.41 | 1079.49 | 414.22 |  | 11.02 | 31.24 | 1540.88
DG.04 | A1 | 0 | 1233 | 2300 | 0 | 1 | 0 | 0 | 0 | 0.52 | 4.67 | 478.6 | 782.07 |  | 0 | 31.24 | 1297.1
DG.05 | D2 | 0 | 1110 | 2000 | 0 | 1 | 1 | 0 | 0 | 0.46 | 4.09 | 0 | 611.17 | 39.44 | 10.22 | 0 | 665.38
DG.06 | D2 | 0 | 1110 | 2000 | 0 | 1 | 1 | 0 | 0 | 0.46 | 4.09 | 0 | 611.17 | 39.44 | 10.22 | 0 | 665.38
DG.07 | D2 | 0 | 1110 | 2000 | 0 | 1 | 1 | 0 | 0 | 0.46 | 4.09 | 0 | 611.17 | 39.44 | 10.22 | 0 | 665.38
DG.08 | A5 | 0 | 1110 | 2300 | 0 | 1 | 0 | 0 | 0 | 0.51 | 4.57 | 472.7 | 510.53 |  | 0 | 31.24 | 1019.55
DG.09 | A1 | 0 | 1010 | 2300 | 0 | 1 | 0 | 0 | 0 | 0.5 | 4.49 | 467.9 | 500.28 |  | 0 | 31.24 | 1004.41
DG.10 | A1 | 0 | 1010 | 2300 | 0 | 1 | 0 | 0 | 0 | 0.5 | 4.49 | 467.9 | 500.28 |  | 0 | 31.24 | 1004.41
DG.11 | D2 | 0 | 1110 | 2000 | 0 | 1 | 1 | 0 | 0 | 0.46 | 4.09 | 0 | 611.17 | 39.44 | 10.22 | 0 | 665.38
DG.12 | D2 | 0 | 1000 | 2000 | 0 | 1 | 0 | 0 | 0 | 0.45 | 4 | 0 | 668.01 | 39.44 | 0 | 0 | 711.9
DG.13 | A1 | 0 | 1110 | 2300 | 0 | 1 | 1 | 0 | 0 | 0.51 | 4.57 | 489.72 | 740.05 |  | 11.42 | 31.24 | 1277.51
DG.14 | B1 | 0 | 1110 | 2300 | 0 | 1 | 1 | 0 | 0 | 0.51 | 4.57 | 202.06 | 558.54 |  | 11.42 | 31.24 | 808.34
DG.15 | B5 | 0 | 1710 | 2300 | 0 | 1 | 0 | 1 | 0 | 0.57 | 5.05 | 258.15 | 1398.8 |  | 12.62 | 31.24 | 1706.43
DG.16 | B1 | 0 | 1110 | 2300 | 0 | 1 | 0 | 1 | 0 | 0.51 | 4.57 | 245.72 | 698.61 |  | 11.42 | 31.24 | 992.07
DG.17 | B1 | 0 | 910 | 2300 | 0 | 1 | 1 | 0 | 0 | 0.5 | 4.41 | 198.79 | 526.31 |  | 11.02 | 31.24 | 772.27
DG.18 | A1 | 0 | 910 | 2300 | 0 | 1 | 0 | 1 | 0 | 0.5 | 4.41 | 497.15 | 969.9 |  | 11.02 | 31.24 | 1514.22
DG.19 | D2 | 0 | 1110 | 2000 | 0 | 1 | 1 | 0 | 0 | 0.46 | 4.09 | 0 | 611.17 | 39.44 | 10.22 | 0 | 665.38
DG.20 | D2 | 0 | 1000 | 2000 | 0 | 1 | 1 | 0 | 0 | 0.45 | 4 | 0 | 668.01 | 39.44 | 10 | 0 | 721.9
DG.21 | A1 | 0 | 1110 | 2300 | 0 | 1 | 0 | 1 | 0 | 0.51 | 4.57 | 506.75 | 1122.48 |  | 11.42 | 31.24 | 1676.97
DG.22 | G | 0 | 628 | 1123 | 0 | 1 | 0 | 0 | 0 | 0.26 | 2.3 | 188.3 | 222.07 |  | 0 | 31.24 | 444.17
DG.23 | D2 | 0 | 1110 | 2000 | 0 | 1 | 0 | 1 | 0 | 0.46 | 4.09 | 0 | 611.17 | 39.44 | 10.22 | 0 | 665.38
DG.24 | D2 | 0 | 1110 | 2000 | 0 | 1 | 0 | 1 | 0 | 0.46 | 4.09 | 0 | 611.17 | 39.44 | 10.22 | 0 | 665.38
DG.25 | D2 | 0 | 1110 | 2000 | 0 | 1 | 0 | 1 | 0 | 0.46 | 4.09 | 0 | 611.17 | 39.44 | 10.22 | 0 | 665.38
DG.26 | D2 | 0 | 1110 | 2000 | 0 | 1 | 0 | 1 | 0 | 0.46 | 4.09 | 0 | 611.17 | 39.44 | 10.22 | 0 | 665.38
DG.27 | B1 | 0 | 1233 | 2300 | 0 | 1 | 1 | 0 | 0 | 0.52 | 4.67 | 204.07 | 624.83 |  | 11.67 | 31.24 | 877
DG.28 | H | 0 | 628 | 1308 | 0 | 1 | 0 | 1 | 0 | 0.29 | 2.6 | 243.02 | 292.23 |  | 6.49 | 31.24 | 575.87
DG.29 | B1 | 0 | 1110 | 2300 | 0 | 1 | 0 | 1 | 0 | 0.51 | 4.57 | 245.72 | 698.61 |  | 11.42 | 31.24 | 992.07
DG.30 | B1 | 0 | 910 | 2300 | 0 | 1 | 0 | 0 | 0 | 0.5 | 4.41 | 181.76 | 489.04 |  | 0 | 31.24 | 706.95
DG.31 | D2 | 0 | 1110 | 2000 | 0 | 1 | 0 | 0 | 0 | 0.46 | 4.09 | 0 | 611.17 | 39.44 | 0 | 0 | 655.16
DG.32 | A1 | 0 | 1010 | 2300 | 0 | 1 | 0 | 0 | 0 | 0.5 | 4.49 | 467.9 | 676.95 |  | 0 | 31.24 | 1181.08
DG.33 | A1 | 0 | 1010 | 2300 | 0 | 1 | 0 | 0 | 0 | 0.5 | 4.49 | 467.9 | 500.28 |  | 0 | 31.24 | 1004.41
DG.34 | D2 | 0 | 670 | 2000 | 0 | 1 | 0 | 0 | 0 | 0.42 | 3.74 | 0 | 474.19 | 39.44 | 0 | 0 | 517.79
DG.35 | D2 | 0 | 1110 | 2000 | 0 | 1 | 0 | 0 | 0 | 0.46 | 4.09 | 0 | 611.17 | 39.44 | 0 | 0 | 655.16
DG.36 | A1 | 0 | 1010 | 2300 | 0 | 1 | 0 | 0 | 0 | 0.5 | 4.49 | 467.9 | 500.28 |  | 0 | 31.24 | 1004.41
DG.37 | A1 | 0 | 910 | 2300 | 0 | 1 | 0 | 0 | 0 | 0.5 | 4.41 | 463.1 | 474.09 |  | 0 | 31.24 | 973.34
DG.38 | 0 | 0 | 0 | 0 | 0 | 0 | 0 | 0 | 0 | 0 | 0 | 0 | 0 |  | 0 | 0 | 0 | Reception screen
DG.39 | 0 | 0 | 0 | 0 | 0 | 0 | 0 | 0 | 0 | 0 | 0 | 0 | 0 |  | 0 | 0 | 0 | Reception screen
DG.40 | 0 | 0 | 0 | 0 | 0 | 0 | 0 | 0 | 0 | 0 | 0 | 0 | 0 |  | 0 | 0 | 0 | Reception screen
DG.41 | 0 | 0 | 0 | 0 | 0 | 0 | 0 | 0 | 0 | 0 | 0 | 0 | 0 |  | 0 | 0 | 0 | Reception screen
DG.42 | (Special) | 0 | 830 | 2500 | 0 | 1 | 0 | 0 | 0 | 0.52 | 4.66 | 0 | 1500 |  | 0 | 31.24 | 1536.42
DG.43 | D1 | 0 | 670 | 2000 | 0 | 1 | 0 | 0 | 0 | 0.42 | 3.74 | 0 | 410.73 | 39.44 | 0 | 0 | 454.33
DG.44 | D1 | 0 | 670 | 2000 | 0 | 1 | 0 | 0 | 0 | 0.42 | 3.74 | 0 | 410.73 | 39.44 | 0 | 0 | 454.33
DGWC.01 | 0 | 0 | 0 | 0 | 0 | 0 | 0 | 0 | 0 | 0 | 0 | 0 | 0 |  | 0 | 0 | 0 | WC cubicle
DGWC.02 | 0 | 0 | 0 | 0 | 0 | 0 | 0 | 0 | 0 | 0 | 0 | 0 | 0 |  | 0 | 0 | 0 | WC cubicle
DGWC.03 | 0 | 0 | 0 | 0 | 0 | 0 | 0 | 0 | 0 | 0 | 0 | 0 | 0 |  | 0 | 0 | 0 | WC cubicle
DGWC.04 | 0 | 0 | 0 | 0 | 0 | 0 | 0 | 0 | 0 | 0 | 0 | 0 | 0 |  | 0 | 0 | 0 | WC cubicle
DGWC.05 | 0 | 0 | 0 | 0 | 0 | 0 | 0 | 0 | 0 | 0 | 0 | 0 | 0 |  | 0 | 0 | 0 | WC cubicle
DGWC.06 | 0 | 0 | 0 | 0 | 0 | 0 | 0 | 0 | 0 | 0 | 0 | 0 | 0 |  | 0 | 0 | 0 | WC cubicle
EX-DG.01 | (External) | 0 | 0 | 0 | 0 | 0 | 0 | 0 | 0 | 0 | 0 | 0 | 0 |  | 0 | 0 | 0 | By others
EX-DG.02 | (External) | 0 | 0 | 0 | 0 | 0 | 0 | 0 | 0 | 0 | 0 | 0 | 0 |  | 0 | 0 | 0 | By others
EX-DG.03 | (External) | 0 | 0 | 0 | 0 | 0 | 0 | 0 | 0 | 0 | 0 | 0 | 0 |  | 0 | 0 | 0 | By others
EX-DG.04 | (External) | 0 | 0 | 0 | 0 | 0 | 0 | 0 | 0 | 0 | 0 | 0 | 0 |  | 0 | 0 | 0 | By others
EX-DG.05 | (External) | 0 | 0 | 0 | 0 | 0 | 0 | 0 | 0 | 0 | 0 | 0 | 0 |  | 0 | 0 | 0 | By others
EX-DG.06 | (External) | 0 | 0 | 0 | 0 | 0 | 0 | 0 | 0 | 0 | 0 | 0 | 0 |  | 0 | 0 | 0 | By others
EX-DG.07 | (External) | 0 | 0 | 0 | 0 | 0 | 0 | 0 | 0 | 0 | 0 | 0 | 0 |  | 0 | 0 | 0 | By others
EX-DG.08 | (External) | 0 | 0 | 0 | 0 | 0 | 0 | 0 | 0 | 0 | 0 | 0 | 0 |  | 0 | 0 | 0 | By others
EX-DG.09 | (External) | 0 | 0 | 0 | 0 | 0 | 0 | 0 | 0 | 0 | 0 | 0 | 0 |  | 0 | 0 | 0 | By others
EX-DG.10 | (External) | 0 | 0 | 0 | 0 | 0 | 0 | 0 | 0 | 0 | 0 | 0 | 0 |  | 0 | 0 | 0 | By others
EX-DG.11 | (External) | 0 | 0 | 0 | 0 | 0 | 0 | 0 | 0 | 0 | 0 | 0 | 0 |  | 0 | 0 | 0 | By others
EX-DG.12 | (External) | 0 | 0 | 0 | 0 | 0 | 0 | 0 | 0 | 0 | 0 | 0 | 0 |  | 0 | 0 | 0 | By others
D1.01 | E1 | 0 | 0 | 0 | 0 | 0 | 0 | 0 | 0 | 0 | 0 | 0 | 0 |  | 0 | 0 | 0 | By others
D1.02 | E1 | 0 | 0 | 0 | 0 | 0 | 0 | 0 | 0 | 0 | 0 | 0 | 0 |  | 0 | 0 | 0 | By others
D1.03 | D2 | 0 | 1110 | 2000 | 0 | 1 | 1 | 0 | 0 | 0.46 | 4.09 | 0 | 611.17 | 39.44 | 10.22 | 0 | 665.38
D1.04 | D2 | 0 | 1110 | 2000 | 0 | 1 | 1 | 0 | 0 | 0.46 | 4.09 | 0 | 611.17 | 39.44 | 10.22 | 0 | 665.38
D1.05 | D2 | 0 | 1110 | 2000 | 0 | 1 | 1 | 0 | 0 | 0.46 | 4.09 | 0 | 611.17 | 39.44 | 10.22 | 0 | 665.38
D1.06 | D2 | 0 | 1110 | 2000 | 0 | 1 | 1 | 0 | 0 | 0.46 | 4.09 | 0 | 611.17 | 39.44 | 10.22 | 0 | 665.38
D1.07 | D2 | 0 | 1110 | 2000 | 0 | 1 | 1 | 0 | 0 | 0.46 | 4.09 | 0 | 611.17 | 39.44 | 10.22 | 0 | 665.38
D1.08 | D2 | 0 | 1110 | 2000 | 0 | 1 | 1 | 0 | 0 | 0.46 | 4.09 | 0 | 611.17 | 39.44 | 10.22 | 0 | 665.38
D1.09 | D2 | 0 | 1110 | 2000 | 0 | 1 | 1 | 0 | 0 | 0.46 | 4.09 | 0 | 611.17 | 39.44 | 10.22 | 0 | 665.38
D1.10 | D2 | 0 | 1110 | 2000 | 0 | 1 | 1 | 0 | 0 | 0.46 | 4.09 | 0 | 611.17 | 39.44 | 10.22 | 0 | 665.38
D1.11 | D2 | 0 | 1110 | 2000 | 0 | 1 | 1 | 0 | 0 | 0.46 | 4.09 | 0 | 611.17 | 39.44 | 10.22 | 0 | 665.38
D1.12 | D2 | 0 | 1110 | 2000 | 0 | 1 | 1 | 0 | 0 | 0.46 | 4.09 | 0 | 611.17 | 39.44 | 10.22 | 0 | 665.38
D1.13 | A7 | 0 | 1233 | 2700 | 0 | 1 | 0 | 1 | 0 | 0.6 | 5.31 | 609.07 | 1432.89 |  | 13.27 | 31.24 | 2092.38
D1.14 | H | 0 | 628 | 1308 | 0 | 1 | 1 | 0 | 0 | 0.29 | 2.6 | 209.34 | 258.6 |  | 6.49 | 31.24 | 508.56
D1.15 | A8 | 0 | 1110 | 2700 | 0 | 1 | 0 | 0 | 0 | 0.59 | 5.21 | 543.91 | 849.93 |  | 0 | 31.24 | 1430.88
D1.16 | A7 | 0 | 1233 | 2700 | 0 | 1 | 1 | 0 | 0 | 0.6 | 5.31 | 573.15 | 1028.05 |  | 13.27 | 31.24 | 1651.62
D1.17 | A7 | 0 | 1110 | 2700 | 0 | 1 | 0 | 1 | 0 | 0.59 | 5.21 | 583.63 | 1049.56 |  | 13.02 | 31.24 | 1683.25
D1.18 | G | 0 | 628 | 1123 | 0 | 1 | 0 | 0 | 0 | 0.26 | 2.3 | 188.3 | 242.55 |  | 0 | 31.24 | 464.65
D1.19 | D2 | 0 | 1110 | 2000 | 0 | 1 | 1 | 0 | 0 | 0.46 | 4.09 | 0 | 611.17 | 39.44 | 10.22 | 0 | 665.38
D1.20 | A7 | 0 | 1010 | 2700 | 0 | 1 | 0 | 0 | 0 | 0.58 | 5.13 | 543.91 | 877.01 |  | 0 | 31.24 | 1457.87
D1.21 | A4 | 0 | 1100 | 2300 | 0 | 1 | 1 | 0 | 0 | 0.51 | 4.56 | 487.33 | 659.84 |  | 11.4 | 31.24 | 1194.88
D1.22 | A4 | 0 | 1100 | 2300 | 0 | 1 | 1 | 0 | 0 | 0.51 | 4.56 | 487.33 | 659.84 |  | 11.4 | 31.24 | 1194.88
D1.23 | A7 | 0 | 1010 | 2700 | 0 | 1 | 0 | 0 | 0 | 0.58 | 5.13 | 543.91 | 786.69 |  | 0 | 31.24 | 1367.55
D1.24 | D2 | 0 | 1110 | 2000 | 0 | 1 | 1 | 0 | 0 | 0.46 | 4.09 | 0 | 611.17 | 39.44 | 10.22 | 0 | 665.38
D1.25 | D2 | 0 | 1000 | 2000 | 0 | 1 | 0 | 0 | 0 | 0.45 | 4 | 0 | 668.01 | 39.44 | 0 | 0 | 711.9
D1.26 | A7 | 0 | 1233 | 2700 | 0 | 1 | 1 | 0 | 0 | 0.6 | 5.31 | 573.15 | 1028.05 |  | 13.27 | 31.24 | 1651.62
D1.27 | G | 0 | 628 | 1123 | 0 | 1 | 0 | 0 | 0 | 0.26 | 2.3 | 188.3 | 242.55 |  | 0 | 31.24 | 464.65
D1.28 | H | 0 | 628 | 1308 | 0 | 1 | 1 | 0 | 0 | 0.29 | 2.6 | 209.34 | 258.6 |  | 6.49 | 31.24 | 508.56
D1.29 | A7 | 0 | 1233 | 2700 | 0 | 1 | 1 | 0 | 0 | 0.6 | 5.31 | 573.15 | 1028.05 |  | 13.27 | 31.24 | 1651.62
D1WC.01 | 0 | 0 | 0 | 0 | 0 | 0 | 0 | 0 | 0 | 0 | 0 | 0 | 0 |  | 0 | 0 | 0 | WC cubicle
D1WC.02 | 0 | 0 | 0 | 0 | 0 | 0 | 0 | 0 | 0 | 0 | 0 | 0 | 0 |  | 0 | 0 | 0 | WC cubicle
D1WC.03 | 0 | 0 | 0 | 0 | 0 | 0 | 0 | 0 | 0 | 0 | 0 | 0 | 0 |  | 0 | 0 | 0 | WC cubicle
D1WC.04 | 0 | 0 | 0 | 0 | 0 | 0 | 0 | 0 | 0 | 0 | 0 | 0 | 0 |  | 0 | 0 | 0 | WC cubicle
D1WC.05 | 0 | 0 | 0 | 0 | 0 | 0 | 0 | 0 | 0 | 0 | 0 | 0 | 0 |  | 0 | 0 | 0 | WC cubicle
D1WC.06 | 0 | 0 | 0 | 0 | 0 | 0 | 0 | 0 | 0 | 0 | 0 | 0 | 0 |  | 0 | 0 | 0 | WC cubicle
D1WC.07 | 0 | 0 | 0 | 0 | 0 | 0 | 0 | 0 | 0 | 0 | 0 | 0 | 0 |  | 0 | 0 | 0 | WC cubicle
D1WC.08 | 0 | 0 | 0 | 0 | 0 | 0 | 0 | 0 | 0 | 0 | 0 | 0 | 0 |  | 0 | 0 | 0 | WC cubicle
D1WC.09 | 0 | 0 | 0 | 0 | 0 | 0 | 0 | 0 | 0 | 0 | 0 | 0 | 0 |  | 0 | 0 | 0 | WC cubicle
D1WC.10 | 0 | 0 | 0 | 0 | 0 | 0 | 0 | 0 | 0 | 0 | 0 | 0 | 0 |  | 0 | 0 | 0 | WC cubicle
D1WC.11 | 0 | 0 | 0 | 0 | 0 | 0 | 0 | 0 | 0 | 0 | 0 | 0 | 0 |  | 0 | 0 | 0 | WC cubicle
D1WC.12 | 0 | 0 | 0 | 0 | 0 | 0 | 0 | 0 | 0 | 0 | 0 | 0 | 0 |  | 0 | 0 | 0 | WC cubicle
D1WC.13 | 0 | 0 | 0 | 0 | 0 | 0 | 0 | 0 | 0 | 0 | 0 | 0 | 0 |  | 0 | 0 | 0 | WC cubicle
D1WC.14 | 0 | 0 | 0 | 0 | 0 | 0 | 0 | 0 | 0 | 0 | 0 | 0 | 0 |  | 0 | 0 | 0 | WC cubicle
D2.01 | E1 | 0 | 0 | 0 | 0 | 0 | 0 | 0 | 0 | 0 | 0 | 0 | 0 |  | 0 | 0 | 0 | By others
D2.02 | E1 | 0 | 0 | 0 | 0 | 0 | 0 | 0 | 0 | 0 | 0 | 0 | 0 |  | 0 | 0 | 0 | By others
D2.03 | D2 | 0 | 1110 | 2000 | 0 | 1 | 1 | 0 | 0 | 0.46 | 4.09 | 0 | 611.17 | 39.44 | 10.22 | 0 | 665.38
D2.04 | D2 | 0 | 1110 | 2000 | 0 | 1 | 1 | 0 | 0 | 0.46 | 4.09 | 0 | 611.17 | 39.44 | 10.22 | 0 | 665.38
D2.05 | D2 | 0 | 1110 | 2000 | 0 | 1 | 1 | 0 | 0 | 0.46 | 4.09 | 0 | 611.17 | 39.44 | 10.22 | 0 | 665.38
D2.06 | D2 | 0 | 1110 | 2000 | 0 | 1 | 1 | 0 | 0 | 0.46 | 4.09 | 0 | 611.17 | 39.44 | 10.22 | 0 | 665.38
D2.07 | D2 | 0 | 1110 | 2000 | 0 | 1 | 1 | 0 | 0 | 0.46 | 4.09 | 0 | 611.17 | 39.44 | 10.22 | 0 | 665.38
D2.08 | D2 | 0 | 1110 | 2000 | 0 | 1 | 1 | 0 | 0 | 0.46 | 4.09 | 0 | 611.17 | 39.44 | 10.22 | 0 | 665.38
D2.09 | D2 | 0 | 1110 | 2000 | 0 | 1 | 1 | 0 | 0 | 0.46 | 4.09 | 0 | 611.17 | 39.44 | 10.22 | 0 | 665.38
D2.10 | D2 | 0 | 1110 | 2000 | 0 | 1 | 1 | 0 | 0 | 0.46 | 4.09 | 0 | 611.17 | 39.44 | 10.22 | 0 | 665.38
D2.11 | D2 | 0 | 1110 | 2000 | 0 | 1 | 1 | 0 | 0 | 0.46 | 4.09 | 0 | 611.17 | 39.44 | 10.22 | 0 | 665.38
D2.12 | D2 | 0 | 1110 | 2000 | 0 | 1 | 1 | 0 | 0 | 0.46 | 4.09 | 0 | 611.17 | 39.44 | 10.22 | 0 | 665.38
D2.13 | A7 | 0 | 1233 | 2700 | 0 | 1 | 0 | 1 | 0 | 0.6 | 5.31 | 609.07 | 1432.89 |  | 13.27 | 31.24 | 2092.38
D2.14 | H | 0 | 628 | 1308 | 0 | 1 | 1 | 0 | 0 | 0.29 | 2.6 | 209.34 | 258.6 |  | 6.49 | 31.24 | 508.56
D2.15 | A8 | 0 | 1110 | 2700 | 0 | 1 | 0 | 0 | 0 | 0.59 | 5.21 | 543.91 | 849.93 |  | 0 | 31.24 | 1430.88
D2.16 | A7 | 0 | 1233 | 2700 | 0 | 1 | 1 | 0 | 0 | 0.6 | 5.31 | 573.15 | 1028.05 |  | 13.27 | 31.24 | 1651.62
D2.17 | A7 | 0 | 1110 | 2700 | 0 | 1 | 0 | 1 | 0 | 0.59 | 5.21 | 583.63 | 1049.56 |  | 13.02 | 31.24 | 1683.25
D2.18 | G | 0 | 628 | 1123 | 0 | 1 | 0 | 0 | 0 | 0.26 | 2.3 | 188.3 | 242.55 |  | 0 | 31.24 | 464.65
D2.19 | D2 | 0 | 1110 | 2000 | 0 | 1 | 1 | 0 | 0 | 0.46 | 4.09 | 0 | 611.17 | 39.44 | 10.22 | 0 | 665.38
D2.20 | A7 | 0 | 1010 | 2700 | 0 | 1 | 0 | 0 | 0 | 0.58 | 5.13 | 543.91 | 877.01 |  | 0 | 31.24 | 1457.87
D2.21 | A4 | 0 | 1100 | 2300 | 0 | 1 | 1 | 0 | 0 | 0.51 | 4.56 | 487.33 | 659.84 |  | 11.4 | 31.24 | 1194.88
D2.22 | A4 | 0 | 1100 | 2300 | 0 | 1 | 1 | 0 | 0 | 0.51 | 4.56 | 487.33 | 659.84 |  | 11.4 | 31.24 | 1194.88
D2.23 | A7 | 0 | 1010 | 2700 | 0 | 1 | 0 | 0 | 0 | 0.58 | 5.13 | 543.91 | 786.69 |  | 0 | 31.24 | 1367.55
D2.24 | D2 | 0 | 1110 | 2000 | 0 | 1 | 1 | 0 | 0 | 0.46 | 4.09 | 0 | 611.17 | 39.44 | 10.22 | 0 | 665.38
D2.25 | D2 | 0 | 1000 | 2000 | 0 | 1 | 0 | 0 | 0 | 0.45 | 4 | 0 | 668.01 | 39.44 | 0 | 0 | 711.9
D2.26 | A7 | 0 | 1233 | 2700 | 0 | 1 | 1 | 0 | 0 | 0.6 | 5.31 | 573.15 | 1028.05 |  | 13.27 | 31.24 | 1651.62
D2.27 | G | 0 | 628 | 1123 | 0 | 1 | 0 | 0 | 0 | 0.26 | 2.3 | 188.3 | 242.55 |  | 0 | 31.24 | 464.65
D2.28 | H | 0 | 628 | 1308 | 0 | 1 | 1 | 0 | 0 | 0.29 | 2.6 | 209.34 | 258.6 |  | 6.49 | 31.24 | 508.56
D2.29 | A7 | 0 | 1233 | 2700 | 0 | 1 | 1 | 0 | 0 | 0.6 | 5.31 | 573.15 | 1028.05 |  | 13.27 | 31.24 | 1651.62
D2WC.01 | 0 | 0 | 0 | 0 | 0 | 0 | 0 | 0 | 0 | 0 | 0 | 0 | 0 |  | 0 | 0 | 0 | WC cubicle
D2WC.02 | 0 | 0 | 0 | 0 | 0 | 0 | 0 | 0 | 0 | 0 | 0 | 0 | 0 |  | 0 | 0 | 0 | WC cubicle
D2WC.03 | 0 | 0 | 0 | 0 | 0 | 0 | 0 | 0 | 0 | 0 | 0 | 0 | 0 |  | 0 | 0 | 0 | WC cubicle
D2WC.04 | 0 | 0 | 0 | 0 | 0 | 0 | 0 | 0 | 0 | 0 | 0 | 0 | 0 |  | 0 | 0 | 0 | WC cubicle
D2WC.05 | 0 | 0 | 0 | 0 | 0 | 0 | 0 | 0 | 0 | 0 | 0 | 0 | 0 |  | 0 | 0 | 0 | WC cubicle
D2WC.06 | 0 | 0 | 0 | 0 | 0 | 0 | 0 | 0 | 0 | 0 | 0 | 0 | 0 |  | 0 | 0 | 0 | WC cubicle
D2WC.07 | 0 | 0 | 0 | 0 | 0 | 0 | 0 | 0 | 0 | 0 | 0 | 0 | 0 |  | 0 | 0 | 0 | WC cubicle
D2WC.08 | 0 | 0 | 0 | 0 | 0 | 0 | 0 | 0 | 0 | 0 | 0 | 0 | 0 |  | 0 | 0 | 0 | WC cubicle
D2WC.09 | 0 | 0 | 0 | 0 | 0 | 0 | 0 | 0 | 0 | 0 | 0 | 0 | 0 |  | 0 | 0 | 0 | WC cubicle
D2WC.10 | 0 | 0 | 0 | 0 | 0 | 0 | 0 | 0 | 0 | 0 | 0 | 0 | 0 |  | 0 | 0 | 0 | WC cubicle
D2WC.11 | 0 | 0 | 0 | 0 | 0 | 0 | 0 | 0 | 0 | 0 | 0 | 0 | 0 |  | 0 | 0 | 0 | WC cubicle
D2WC.12 | 0 | 0 | 0 | 0 | 0 | 0 | 0 | 0 | 0 | 0 | 0 | 0 | 0 |  | 0 | 0 | 0 | WC cubicle
D2WC.13 | 0 | 0 | 0 | 0 | 0 | 0 | 0 | 0 | 0 | 0 | 0 | 0 | 0 |  | 0 | 0 | 0 | WC cubicle
D2WC.14 | 0 | 0 | 0 | 0 | 0 | 0 | 0 | 0 | 0 | 0 | 0 | 0 | 0 |  | 0 | 0 | 0 | WC cubicle
D3.01 | E1 | 0 | 0 | 0 | 0 | 0 | 0 | 0 | 0 | 0 | 0 | 0 | 0 |  | 0 | 0 | 0 | By others
D3.02 | E1 | 0 | 0 | 0 | 0 | 0 | 0 | 0 | 0 | 0 | 0 | 0 | 0 |  | 0 | 0 | 0 | By others
D3.03 | D2 | 0 | 1110 | 2000 | 0 | 1 | 1 | 0 | 0 | 0.46 | 4.09 | 0 | 611.17 | 39.44 | 10.22 | 0 | 665.38
D3.04 | D2 | 0 | 1110 | 2000 | 0 | 1 | 1 | 0 | 0 | 0.46 | 4.09 | 0 | 611.17 | 39.44 | 10.22 | 0 | 665.38
D3.05 | D2 | 0 | 1110 | 2000 | 0 | 1 | 1 | 0 | 0 | 0.46 | 4.09 | 0 | 611.17 | 39.44 | 10.22 | 0 | 665.38
D3.06 | D2 | 0 | 1110 | 2000 | 0 | 1 | 1 | 0 | 0 | 0.46 | 4.09 | 0 | 611.17 | 39.44 | 10.22 | 0 | 665.38
D3.07 | D2 | 0 | 1110 | 2000 | 0 | 1 | 1 | 0 | 0 | 0.46 | 4.09 | 0 | 611.17 | 39.44 | 10.22 | 0 | 665.38
D3.08 | D2 | 0 | 1110 | 2000 | 0 | 1 | 1 | 0 | 0 | 0.46 | 4.09 | 0 | 611.17 | 39.44 | 10.22 | 0 | 665.38
D3.09 | D2 | 0 | 1110 | 2000 | 0 | 1 | 1 | 0 | 0 | 0.46 | 4.09 | 0 | 611.17 | 39.44 | 10.22 | 0 | 665.38
D3.10 | D2 | 0 | 1110 | 2000 | 0 | 1 | 1 | 0 | 0 | 0.46 | 4.09 | 0 | 611.17 | 39.44 | 10.22 | 0 | 665.38
D3.11 | D2 | 0 | 1110 | 2000 | 0 | 1 | 1 | 0 | 0 | 0.46 | 4.09 | 0 | 611.17 | 39.44 | 10.22 | 0 | 665.38
D3.12 | D2 | 0 | 1110 | 2000 | 0 | 1 | 1 | 0 | 0 | 0.46 | 4.09 | 0 | 611.17 | 39.44 | 10.22 | 0 | 665.38
D3.13 | A7 | 0 | 1233 | 2700 | 0 | 1 | 0 | 1 | 0 | 0.6 | 5.31 | 609.07 | 1432.89 |  | 13.27 | 31.24 | 2092.38
D3.14 | H | 0 | 628 | 1308 | 0 | 1 | 1 | 0 | 0 | 0.29 | 2.6 | 209.34 | 258.6 |  | 6.49 | 31.24 | 508.56
D3.15 | A8 | 0 | 1110 | 2700 | 0 | 1 | 0 | 0 | 0 | 0.59 | 5.21 | 543.91 | 849.93 |  | 0 | 31.24 | 1430.88
D3.16 | A7 | 0 | 1233 | 2700 | 0 | 1 | 1 | 0 | 0 | 0.6 | 5.31 | 573.15 | 1028.05 |  | 13.27 | 31.24 | 1651.62
D3.17 | A7 | 0 | 1110 | 2700 | 0 | 1 | 0 | 1 | 0 | 0.59 | 5.21 | 583.63 | 1049.56 |  | 13.02 | 31.24 | 1683.25
D3.18 | G | 0 | 628 | 1123 | 0 | 1 | 0 | 0 | 0 | 0.26 | 2.3 | 188.3 | 242.55 |  | 0 | 31.24 | 464.65
D3.19 | D2 | 0 | 1110 | 2000 | 0 | 1 | 1 | 0 | 0 | 0.46 | 4.09 | 0 | 611.17 | 39.44 | 10.22 | 0 | 665.38
D3.20 | A7 | 0 | 1010 | 2700 | 0 | 1 | 0 | 0 | 0 | 0.58 | 5.13 | 543.91 | 877.01 |  | 0 | 31.24 | 1457.87
D3.21 | A4 | 0 | 1100 | 2300 | 0 | 1 | 1 | 0 | 0 | 0.51 | 4.56 | 487.33 | 659.84 |  | 11.4 | 31.24 | 1194.88
D3.22 | A4 | 0 | 1100 | 2300 | 0 | 1 | 1 | 0 | 0 | 0.51 | 4.56 | 487.33 | 659.84 |  | 11.4 | 31.24 | 1194.88
D3.23 | A7 | 0 | 1010 | 2700 | 0 | 1 | 0 | 0 | 0 | 0.58 | 5.13 | 543.91 | 786.69 |  | 0 | 31.24 | 1367.55
D3.24 | D2 | 0 | 1110 | 2000 | 0 | 1 | 1 | 0 | 0 | 0.46 | 4.09 | 0 | 611.17 | 39.44 | 10.22 | 0 | 665.38
D3.25 | D2 | 0 | 1000 | 2000 | 0 | 1 | 0 | 0 | 0 | 0.45 | 4 | 0 | 668.01 | 39.44 | 0 | 0 | 711.9
D3.26 | A7 | 0 | 1233 | 2700 | 0 | 1 | 1 | 0 | 0 | 0.6 | 5.31 | 573.15 | 1028.05 |  | 13.27 | 31.24 | 1651.62
D3.27 | G | 0 | 628 | 1123 | 0 | 1 | 0 | 0 | 0 | 0.26 | 2.3 | 188.3 | 242.55 |  | 0 | 31.24 | 464.65
D3.28 | H | 0 | 628 | 1308 | 0 | 1 | 1 | 0 | 0 | 0.29 | 2.6 | 209.34 | 258.6 |  | 6.49 | 31.24 | 508.56
D3.29 | A7 | 0 | 1233 | 2700 | 0 | 1 | 1 | 0 | 0 | 0.6 | 5.31 | 573.15 | 1028.05 |  | 13.27 | 31.24 | 1651.62
D3WC.01 | 0 | 0 | 0 | 0 | 0 | 0 | 0 | 0 | 0 | 0 | 0 | 0 | 0 |  | 0 | 0 | 0 | WC cubicle
D3WC.02 | 0 | 0 | 0 | 0 | 0 | 0 | 0 | 0 | 0 | 0 | 0 | 0 | 0 |  | 0 | 0 | 0 | WC cubicle
D3WC.03 | 0 | 0 | 0 | 0 | 0 | 0 | 0 | 0 | 0 | 0 | 0 | 0 | 0 |  | 0 | 0 | 0 | WC cubicle
D3WC.04 | 0 | 0 | 0 | 0 | 0 | 0 | 0 | 0 | 0 | 0 | 0 | 0 | 0 |  | 0 | 0 | 0 | WC cubicle
D3WC.05 | 0 | 0 | 0 | 0 | 0 | 0 | 0 | 0 | 0 | 0 | 0 | 0 | 0 |  | 0 | 0 | 0 | WC cubicle
D3WC.06 | 0 | 0 | 0 | 0 | 0 | 0 | 0 | 0 | 0 | 0 | 0 | 0 | 0 |  | 0 | 0 | 0 | WC cubicle
D3WC.07 | 0 | 0 | 0 | 0 | 0 | 0 | 0 | 0 | 0 | 0 | 0 | 0 | 0 |  | 0 | 0 | 0 | WC cubicle
D3WC.08 | 0 | 0 | 0 | 0 | 0 | 0 | 0 | 0 | 0 | 0 | 0 | 0 | 0 |  | 0 | 0 | 0 | WC cubicle
D3WC.09 | 0 | 0 | 0 | 0 | 0 | 0 | 0 | 0 | 0 | 0 | 0 | 0 | 0 |  | 0 | 0 | 0 | WC cubicle
D3WC.10 | 0 | 0 | 0 | 0 | 0 | 0 | 0 | 0 | 0 | 0 | 0 | 0 | 0 |  | 0 | 0 | 0 | WC cubicle
D3WC.11 | 0 | 0 | 0 | 0 | 0 | 0 | 0 | 0 | 0 | 0 | 0 | 0 | 0 |  | 0 | 0 | 0 | WC cubicle
D3WC.12 | 0 | 0 | 0 | 0 | 0 | 0 | 0 | 0 | 0 | 0 | 0 | 0 | 0 |  | 0 | 0 | 0 | WC cubicle
D3WC.13 | 0 | 0 | 0 | 0 | 0 | 0 | 0 | 0 | 0 | 0 | 0 | 0 | 0 |  | 0 | 0 | 0 | WC cubicle
D3WC.14 | 0 | 0 | 0 | 0 | 0 | 0 | 0 | 0 | 0 | 0 | 0 | 0 | 0 |  | 0 | 0 | 0 | WC cubicle
D4.01 | E1 | 0 | 0 | 0 | 0 | 0 | 0 | 0 | 0 | 0 | 0 | 0 | 0 |  | 0 | 0 | 0 | By others
D4.02 | E1 | 0 | 0 | 0 | 0 | 0 | 0 | 0 | 0 | 0 | 0 | 0 | 0 |  | 0 | 0 | 0 | By others
D4.03 | D2 | 0 | 1110 | 2000 | 0 | 1 | 1 | 0 | 0 | 0.46 | 4.09 | 0 | 611.17 | 39.44 | 10.22 | 0 | 665.38
D4.04 | D2 | 0 | 1110 | 2000 | 0 | 1 | 1 | 0 | 0 | 0.46 | 4.09 | 0 | 611.17 | 39.44 | 10.22 | 0 | 665.38
D4.05 | D2 | 0 | 1110 | 2000 | 0 | 1 | 1 | 0 | 0 | 0.46 | 4.09 | 0 | 611.17 | 39.44 | 10.22 | 0 | 665.38
D4.06 | D2 | 0 | 1110 | 2000 | 0 | 1 | 1 | 0 | 0 | 0.46 | 4.09 | 0 | 611.17 | 39.44 | 10.22 | 0 | 665.38
D4.07 | D2 | 0 | 1110 | 2000 | 0 | 1 | 1 | 0 | 0 | 0.46 | 4.09 | 0 | 611.17 | 39.44 | 10.22 | 0 | 665.38
D4.08 | D2 | 0 | 1110 | 2000 | 0 | 1 | 1 | 0 | 0 | 0.46 | 4.09 | 0 | 611.17 | 39.44 | 10.22 | 0 | 665.38
D4.09 | D2 | 0 | 1110 | 2000 | 0 | 1 | 1 | 0 | 0 | 0.46 | 4.09 | 0 | 611.17 | 39.44 | 10.22 | 0 | 665.38
D4.10 | D2 | 0 | 1110 | 2000 | 0 | 1 | 1 | 0 | 0 | 0.46 | 4.09 | 0 | 611.17 | 39.44 | 10.22 | 0 | 665.38
D4.11 | D2 | 0 | 1110 | 2000 | 0 | 1 | 1 | 0 | 0 | 0.46 | 4.09 | 0 | 611.17 | 39.44 | 10.22 | 0 | 665.38
D4.12 | D2 | 0 | 1110 | 2000 | 0 | 1 | 1 | 0 | 0 | 0.46 | 4.09 | 0 | 611.17 | 39.44 | 10.22 | 0 | 665.38
D4.13 | A7 | 0 | 1233 | 2700 | 0 | 1 | 0 | 1 | 0 | 0.6 | 5.31 | 609.07 | 1432.89 |  | 13.27 | 31.24 | 2092.38
D4.14 | H | 0 | 628 | 1308 | 0 | 1 | 1 | 0 | 0 | 0.29 | 2.6 | 209.34 | 258.6 |  | 6.49 | 31.24 | 508.56
D4.15 | A8 | 0 | 1110 | 2700 | 0 | 1 | 0 | 0 | 0 | 0.59 | 5.21 | 543.91 | 849.93 |  | 0 | 31.24 | 1430.88
D4.16 | A7 | 0 | 1233 | 2700 | 0 | 1 | 1 | 0 | 0 | 0.6 | 5.31 | 573.15 | 1028.05 |  | 13.27 | 31.24 | 1651.62
D4.17 | A7 | 0 | 1110 | 2700 | 0 | 1 | 0 | 1 | 0 | 0.59 | 5.21 | 583.63 | 1049.56 |  | 13.02 | 31.24 | 1683.25
D4.18 | G | 0 | 628 | 1123 | 0 | 1 | 0 | 0 | 0 | 0.26 | 2.3 | 188.3 | 242.55 |  | 0 | 31.24 | 464.65
D4.19 | D2 | 0 | 1110 | 2000 | 0 | 1 | 1 | 0 | 0 | 0.46 | 4.09 | 0 | 611.17 | 39.44 | 10.22 | 0 | 665.38
D4.20 | A7 | 0 | 1010 | 2700 | 0 | 1 | 0 | 0 | 0 | 0.58 | 5.13 | 543.91 | 877.01 |  | 0 | 31.24 | 1457.87
D4.21 | A4 | 0 | 1100 | 2300 | 0 | 1 | 1 | 0 | 0 | 0.51 | 4.56 | 487.33 | 659.84 |  | 11.4 | 31.24 | 1194.88
D4.22 | A4 | 0 | 1100 | 2300 | 0 | 1 | 1 | 0 | 0 | 0.51 | 4.56 | 487.33 | 659.84 |  | 11.4 | 31.24 | 1194.88
D4.23 | A7 | 0 | 1010 | 2700 | 0 | 1 | 0 | 0 | 0 | 0.58 | 5.13 | 543.91 | 786.69 |  | 0 | 31.24 | 1367.55
D4.24 | D2 | 0 | 1110 | 2000 | 0 | 1 | 1 | 0 | 0 | 0.46 | 4.09 | 0 | 611.17 | 39.44 | 10.22 | 0 | 665.38
D4.25 | D2 | 0 | 1000 | 2000 | 0 | 1 | 0 | 0 | 0 | 0.45 | 4 | 0 | 668.01 | 39.44 | 0 | 0 | 711.9
D4.26 | A7 | 0 | 1233 | 2700 | 0 | 1 | 1 | 0 | 0 | 0.6 | 5.31 | 573.15 | 1028.05 |  | 13.27 | 31.24 | 1651.62
D4.27 | G | 0 | 628 | 1123 | 0 | 1 | 0 | 0 | 0 | 0.26 | 2.3 | 188.3 | 242.55 |  | 0 | 31.24 | 464.65
D4.28 | H | 0 | 628 | 1308 | 0 | 1 | 1 | 0 | 0 | 0.29 | 2.6 | 209.34 | 258.6 |  | 6.49 | 31.24 | 508.56
D4.29 | A7 | 0 | 1233 | 2700 | 0 | 1 | 1 | 0 | 0 | 0.6 | 5.31 | 573.15 | 1028.05 |  | 13.27 | 31.24 | 1651.62
D4WC.01 | 0 | 0 | 0 | 0 | 0 | 0 | 0 | 0 | 0 | 0 | 0 | 0 | 0 |  | 0 | 0 | 0 | WC cubicle
D4WC.02 | 0 | 0 | 0 | 0 | 0 | 0 | 0 | 0 | 0 | 0 | 0 | 0 | 0 |  | 0 | 0 | 0 | WC cubicle
D4WC.03 | 0 | 0 | 0 | 0 | 0 | 0 | 0 | 0 | 0 | 0 | 0 | 0 | 0 |  | 0 | 0 | 0 | WC cubicle
D4WC.04 | 0 | 0 | 0 | 0 | 0 | 0 | 0 | 0 | 0 | 0 | 0 | 0 | 0 |  | 0 | 0 | 0 | WC cubicle
D4WC.05 | 0 | 0 | 0 | 0 | 0 | 0 | 0 | 0 | 0 | 0 | 0 | 0 | 0 |  | 0 | 0 | 0 | WC cubicle
D4WC.06 | 0 | 0 | 0 | 0 | 0 | 0 | 0 | 0 | 0 | 0 | 0 | 0 | 0 |  | 0 | 0 | 0 | WC cubicle
D4WC.07 | 0 | 0 | 0 | 0 | 0 | 0 | 0 | 0 | 0 | 0 | 0 | 0 | 0 |  | 0 | 0 | 0 | WC cubicle
D4WC.08 | 0 | 0 | 0 | 0 | 0 | 0 | 0 | 0 | 0 | 0 | 0 | 0 | 0 |  | 0 | 0 | 0 | WC cubicle
D4WC.09 | 0 | 0 | 0 | 0 | 0 | 0 | 0 | 0 | 0 | 0 | 0 | 0 | 0 |  | 0 | 0 | 0 | WC cubicle
D4WC.10 | 0 | 0 | 0 | 0 | 0 | 0 | 0 | 0 | 0 | 0 | 0 | 0 | 0 |  | 0 | 0 | 0 | WC cubicle
D4WC.11 | 0 | 0 | 0 | 0 | 0 | 0 | 0 | 0 | 0 | 0 | 0 | 0 | 0 |  | 0 | 0 | 0 | WC cubicle
D4WC.12 | 0 | 0 | 0 | 0 | 0 | 0 | 0 | 0 | 0 | 0 | 0 | 0 | 0 |  | 0 | 0 | 0 | WC cubicle
D4WC.13 | 0 | 0 | 0 | 0 | 0 | 0 | 0 | 0 | 0 | 0 | 0 | 0 | 0 |  | 0 | 0 | 0 | WC cubicle
D4WC.14 | 0 | 0 | 0 | 0 | 0 | 0 | 0 | 0 | 0 | 0 | 0 | 0 | 0 |  | 0 | 0 | 0 | WC cubicle
EX-D4.01 | (External) | 0 | 0 | 0 | 0 | 0 | 0 | 0 | 0 | 0 | 0 | 0 | 0 |  | 0 | 0 | 0 | By others
EX-D4.02 | (External) | 0 | 0 | 0 | 0 | 0 | 0 | 0 | 0 | 0 | 0 | 0 | 0 |  | 0 | 0 | 0 | By others
D5.01 | E1 | 0 | 0 | 0 | 0 | 0 | 0 | 0 | 0 | 0 | 0 | 0 | 0 |  | 0 | 0 | 0 | By others
D5.02 | E1 | 0 | 0 | 0 | 0 | 0 | 0 | 0 | 0 | 0 | 0 | 0 | 0 |  | 0 | 0 | 0 | By others
D5.03 | D2 | 0 | 1110 | 2000 | 0 | 1 | 1 | 0 | 0 | 0.46 | 4.09 | 0 | 611.17 | 39.44 | 10.22 | 0 | 665.38
D5.04 | D2 | 0 | 1110 | 2000 | 0 | 1 | 1 | 0 | 0 | 0.46 | 4.09 | 0 | 611.17 | 39.44 | 10.22 | 0 | 665.38
D5.05 | D2 | 0 | 1110 | 2000 | 0 | 1 | 1 | 0 | 0 | 0.46 | 4.09 | 0 | 611.17 | 39.44 | 10.22 | 0 | 665.38
D5.06 | D2 | 0 | 1110 | 2000 | 0 | 1 | 1 | 0 | 0 | 0.46 | 4.09 | 0 | 611.17 | 39.44 | 10.22 | 0 | 665.38
D5.07 | D2 | 0 | 1110 | 2000 | 0 | 1 | 1 | 0 | 0 | 0.46 | 4.09 | 0 | 611.17 | 39.44 | 10.22 | 0 | 665.38
D5.08 | D2 | 0 | 1110 | 2000 | 0 | 1 | 1 | 0 | 0 | 0.46 | 4.09 | 0 | 611.17 | 39.44 | 10.22 | 0 | 665.38
D5.09 | D2 | 0 | 1110 | 2000 | 0 | 1 | 1 | 0 | 0 | 0.46 | 4.09 | 0 | 611.17 | 39.44 | 10.22 | 0 | 665.38
D5.10 | D2 | 0 | 1110 | 2000 | 0 | 1 | 1 | 0 | 0 | 0.46 | 4.09 | 0 | 611.17 | 39.44 | 10.22 | 0 | 665.38
D5.11 | D2 | 0 | 1110 | 2000 | 0 | 1 | 1 | 0 | 0 | 0.46 | 4.09 | 0 | 611.17 | 39.44 | 10.22 | 0 | 665.38
D5.12 | D2 | 0 | 1110 | 2000 | 0 | 1 | 1 | 0 | 0 | 0.46 | 4.09 | 0 | 611.17 | 39.44 | 10.22 | 0 | 665.38
D5.13 | A7 | 0 | 1233 | 2700 | 0 | 1 | 0 | 1 | 0 | 0.6 | 5.31 | 609.07 | 1432.89 |  | 13.27 | 31.24 | 2092.38
D5.14 | H | 0 | 628 | 1308 | 0 | 1 | 1 | 0 | 0 | 0.29 | 2.6 | 209.34 | 258.6 |  | 6.49 | 31.24 | 508.56
D5.15 | A8 | 0 | 1110 | 2700 | 0 | 1 | 0 | 0 | 0 | 0.59 | 5.21 | 543.91 | 849.93 |  | 0 | 31.24 | 1430.88
D5.16 | A7 | 0 | 1233 | 2700 | 0 | 1 | 1 | 0 | 0 | 0.6 | 5.31 | 573.15 | 1028.05 |  | 13.27 | 31.24 | 1651.62
D5.17 | A7 | 0 | 1110 | 2700 | 0 | 1 | 0 | 1 | 0 | 0.59 | 5.21 | 583.63 | 1049.56 |  | 13.02 | 31.24 | 1683.25
D5.18 | G | 0 | 628 | 1123 | 0 | 1 | 0 | 0 | 0 | 0.26 | 2.3 | 188.3 | 242.55 |  | 0 | 31.24 | 464.65
D5.19 | D2 | 0 | 1110 | 2000 | 0 | 1 | 1 | 0 | 0 | 0.46 | 4.09 | 0 | 611.17 | 39.44 | 10.22 | 0 | 665.38
D5.20 | A7 | 0 | 1010 | 2700 | 0 | 1 | 0 | 0 | 0 | 0.58 | 5.13 | 543.91 | 877.01 |  | 0 | 31.24 | 1457.87
D5.21 | A4 | 0 | 1100 | 2300 | 0 | 1 | 1 | 0 | 0 | 0.51 | 4.56 | 487.33 | 659.84 |  | 11.4 | 31.24 | 1194.88
D5.22 | A4 | 0 | 1100 | 2300 | 0 | 1 | 1 | 0 | 0 | 0.51 | 4.56 | 487.33 | 659.84 |  | 11.4 | 31.24 | 1194.88
D5.23 | A7 | 0 | 1010 | 2700 | 0 | 1 | 0 | 0 | 0 | 0.58 | 5.13 | 543.91 | 786.69 |  | 0 | 31.24 | 1367.55
D5.24 | D2 | 0 | 1110 | 2000 | 0 | 1 | 1 | 0 | 0 | 0.46 | 4.09 | 0 | 611.17 | 39.44 | 10.22 | 0 | 665.38
D5.25 | D2 | 0 | 1000 | 2000 | 0 | 1 | 0 | 0 | 0 | 0.45 | 4 | 0 | 668.01 | 39.44 | 0 | 0 | 711.9
D5.26 | A7 | 0 | 1233 | 2700 | 0 | 1 | 1 | 0 | 0 | 0.6 | 5.31 | 573.15 | 1028.05 |  | 13.27 | 31.24 | 1651.62
D5.27 | G | 0 | 628 | 1123 | 0 | 1 | 0 | 0 | 0 | 0.26 | 2.3 | 188.3 | 242.55 |  | 0 | 31.24 | 464.65
D5.28 | H | 0 | 628 | 1308 | 0 | 1 | 1 | 0 | 0 | 0.29 | 2.6 | 209.34 | 258.6 |  | 6.49 | 31.24 | 508.56
D5.29 | A7 | 0 | 1233 | 2700 | 0 | 1 | 1 | 0 | 0 | 0.6 | 5.31 | 573.15 | 1028.05 |  | 13.27 | 31.24 | 1651.62
D5WC.01 | 0 | 0 | 0 | 0 | 0 | 0 | 0 | 0 | 0 | 0 | 0 | 0 | 0 |  | 0 | 0 | 0 | WC cubicle
D5WC.02 | 0 | 0 | 0 | 0 | 0 | 0 | 0 | 0 | 0 | 0 | 0 | 0 | 0 |  | 0 | 0 | 0 | WC cubicle
D5WC.03 | 0 | 0 | 0 | 0 | 0 | 0 | 0 | 0 | 0 | 0 | 0 | 0 | 0 |  | 0 | 0 | 0 | WC cubicle
D5WC.04 | 0 | 0 | 0 | 0 | 0 | 0 | 0 | 0 | 0 | 0 | 0 | 0 | 0 |  | 0 | 0 | 0 | WC cubicle
D5WC.05 | 0 | 0 | 0 | 0 | 0 | 0 | 0 | 0 | 0 | 0 | 0 | 0 | 0 |  | 0 | 0 | 0 | WC cubicle
D5WC.06 | 0 | 0 | 0 | 0 | 0 | 0 | 0 | 0 | 0 | 0 | 0 | 0 | 0 |  | 0 | 0 | 0 | WC cubicle
D5WC.07 | 0 | 0 | 0 | 0 | 0 | 0 | 0 | 0 | 0 | 0 | 0 | 0 | 0 |  | 0 | 0 | 0 | WC cubicle
D5WC.08 | 0 | 0 | 0 | 0 | 0 | 0 | 0 | 0 | 0 | 0 | 0 | 0 | 0 |  | 0 | 0 | 0 | WC cubicle
D5WC.09 | 0 | 0 | 0 | 0 | 0 | 0 | 0 | 0 | 0 | 0 | 0 | 0 | 0 |  | 0 | 0 | 0 | WC cubicle
D5WC.10 | 0 | 0 | 0 | 0 | 0 | 0 | 0 | 0 | 0 | 0 | 0 | 0 | 0 |  | 0 | 0 | 0 | WC cubicle
D5WC.11 | 0 | 0 | 0 | 0 | 0 | 0 | 0 | 0 | 0 | 0 | 0 | 0 | 0 |  | 0 | 0 | 0 | WC cubicle
D5WC.12 | 0 | 0 | 0 | 0 | 0 | 0 | 0 | 0 | 0 | 0 | 0 | 0 | 0 |  | 0 | 0 | 0 | WC cubicle
D5WC.13 | 0 | 0 | 0 | 0 | 0 | 0 | 0 | 0 | 0 | 0 | 0 | 0 | 0 |  | 0 | 0 | 0 | WC cubicle
D5WC.14 | 0 | 0 | 0 | 0 | 0 | 0 | 0 | 0 | 0 | 0 | 0 | 0 | 0 |  | 0 | 0 | 0 | WC cubicle
EX-D5.01 | (External) | 0 | 0 | 0 | 0 | 0 | 0 | 0 | 0 | 0 | 0 | 0 | 0 |  | 0 | 0 | 0 | By others
EX-D5.02 | (External) | 0 | 0 | 0 | 0 | 0 | 0 | 0 | 0 | 0 | 0 | 0 | 0 |  | 0 | 0 | 0 | By others
EX-D5.03 | (External) | 0 | 0 | 0 | 0 | 0 | 0 | 0 | 0 | 0 | 0 | 0 | 0 |  | 0 | 0 | 0 | By others
EX-D5.04 | (External) | 0 | 0 | 0 | 0 | 0 | 0 | 0 | 0 | 0 | 0 | 0 | 0 |  | 0 | 0 | 0 | By others
EX-D5.05 | (External) | 0 | 0 | 0 | 0 | 0 | 0 | 0 | 0 | 0 | 0 | 0 | 0 |  | 0 | 0 | 0 | By others
EX-D5.06 | (External) | 0 | 0 | 0 | 0 | 0 | 0 | 0 | 0 | 0 | 0 | 0 | 0 |  | 0 | 0 | 0 | By others
EX-D6.01 | (External) | 0 | 0 | 0 | 0 | 0 | 0 | 0 | 0 | 0 | 0 | 0 | 0 |  | 0 | 0 | 0 | By others
EX-D6.02 | (External) | 0 | 0 | 0 | 0 | 0 | 0 | 0 | 0 | 0 | 0 | 0 | 0 |  | 0 | 0 | 0 | By others
EX-D6.03 | (External) | 0 | 0 | 0 | 0 | 0 | 0 | 0 | 0 | 0 | 0 | 0 | 0 |  | 0 | 0 | 0 | By others
EX-D6.04 | (External) | 0 | 0 | 0 | 0 | 0 | 0 | 0 | 0 | 0 | 0 | 0 | 0 |  | 0 | 0 | 0 | By others
EX-D6.05 | (External) | 0 | 0 | 0 | 0 | 0 | 0 | 0 | 0 | 0 | 0 | 0 | 0 |  | 0 | 0 | 0 | By others
EX-D6.06 | (External) | 0 | 0 | 0 | 0 | 0 | 0 | 0 | 0 | 0 | 0 | 0 | 0 |  | 0 | 0 | 0 | By others

## Door Summary
BAM - CANNON STREET
DOORSET SUMMARY |  |  |  | AVERAGE DAILY RATE = |  | 162
DOOR
NR | TYPE | MATERIAL | Q | LABOUR | SUPPLY | SUPPLY | OH & P | SUB | MCD | PEPS | RATE | TOTAL
[6 empty] | & FIX | 12% | TOTAL | 1
DB.01 | A3 | 0 | 1 | 174.64 | 1383.35 | 1557.99 | 186.96 | 1744.95 | 193.88 | 19.58 | 1958.41 | 1958.41
DB.02 | A3 | 0 | 1 | 174.64 | 1109.52 | 1284.16 | 154.1 | 1438.26 | 159.81 | 16.14 | 1614.21 | 1614.21
DB.03 | A1 | 0 | 1 | 156.67 | 1297.1 | 1453.77 | 174.45 | 1628.22 | 180.91 | 18.27 | 1827.4 | 1827.4
DB.04 | A1 | 0 | 1 | 177.25 | 1693.24 | 1870.49 | 224.46 | 2094.95 | 232.77 | 23.51 | 2351.23 | 2351.23
DB.05 | B1 | 0 | 1 | 150.65 | 553.37 | 704.02 | 84.48 | 788.5 | 87.61 | 8.85 | 884.96 | 884.96
DB.06 | B1 | 0 | 1 | 150.65 | 553.37 | 704.02 | 84.48 | 788.5 | 87.61 | 8.85 | 884.96 | 884.96
DB.07 | B1 | 0 | 1 | 150.65 | 553.37 | 704.02 | 84.48 | 788.5 | 87.61 | 8.85 | 884.96 | 884.96
DB.08 | B5 | 0 | 1 | 241.68 | 1669.28 | 1910.96 | 229.32 | 2140.28 | 237.81 | 24.02 | 2402.11 | 2402.11
DB.09 | B5 | 0 | 1 | 223.48 | 1263.45 | 1486.93 | 178.43 | 1665.36 | 185.04 | 18.69 | 1869.09 | 1869.09
DB.10 | B5 | 0 | 1 | 223.48 | 1263.45 | 1486.93 | 178.43 | 1665.36 | 185.04 | 18.69 | 1869.09 | 1869.09
DB.11 | B1 | 0 | 1 | 175.75 | 737.28 | 913.03 | 109.56 | 1022.59 | 113.62 | 11.48 | 1147.69 | 1147.69
DB.12 | B2 | 0 | 1 | 249.37 | 1244.08 | 1493.45 | 179.21 | 1672.66 | 185.85 | 18.77 | 1877.28 | 1877.28
DB.13 | B1 | 0 | 1 | 175.75 | 737.28 | 913.03 | 109.56 | 1022.59 | 113.62 | 11.48 | 1147.69 | 1147.69
DB.14 | B5 | 0 | 1 | 249.37 | 1737.24 | 1986.61 | 238.39 | 2225 | 247.22 | 24.97 | 2497.19 | 2497.19
DB.15 | B2 | 0 | 1 | 228.55 | 982.79 | 1211.34 | 145.36 | 1356.7 | 150.74 | 15.23 | 1522.67 | 1522.67
DB.16 | B2 | 0 | 1 | 249.37 | 1244.08 | 1493.45 | 179.21 | 1672.66 | 185.85 | 18.77 | 1877.28 | 1877.28
DB.17 | B2 | 0 | 1 | 249.37 | 1244.08 | 1493.45 | 179.21 | 1672.66 | 185.85 | 18.77 | 1877.28 | 1877.28
DB.18 | B1 | 0 | 1 | 150.92 | 556.05 | 706.97 | 84.84 | 791.81 | 87.98 | 8.89 | 888.68 | 888.68
DB.19 | B5 | 0 | 1 | 223.48 | 1263.45 | 1486.93 | 178.43 | 1665.36 | 185.04 | 18.69 | 1869.09 | 1869.09
DB.20 | OMITTED | 0 | 0 | 0 | 0 | 0 | 0 | 0 | 0 | 0 | 0 | 0
DB.21 | B2 | 0 | 1 | 249.37 | 1244.08 | 1493.45 | 179.21 | 1672.66 | 185.85 | 18.77 | 1877.28 | 1877.28
DB.22 | B2 | 0 | 1 | 249.37 | 1244.08 | 1493.45 | 179.21 | 1672.66 | 185.85 | 18.77 | 1877.28 | 1877.28
DB.23 | B1 | 0 | 1 | 175.75 | 737.28 | 913.03 | 109.56 | 1022.59 | 113.62 | 11.48 | 1147.69 | 1147.69
DB.24 | B2 | 0 | 1 | 249.37 | 1244.08 | 1493.45 | 179.21 | 1672.66 | 185.85 | 18.77 | 1877.28 | 1877.28
DB.25 | B2 | 0 | 1 | 249.37 | 1244.08 | 1493.45 | 179.21 | 1672.66 | 185.85 | 18.77 | 1877.28 | 1877.28
DB.26 | B1 | 0 | 1 | 175.75 | 737.28 | 913.03 | 109.56 | 1022.59 | 113.62 | 11.48 | 1147.69 | 1147.69
DB.27 | B2 | 0 | 1 | 249.37 | 1244.08 | 1493.45 | 179.21 | 1672.66 | 185.85 | 18.77 | 1877.28 | 1877.28
DB.28 | B1 | 0 | 1 | 174.64 | 967.69 | 1142.33 | 137.08 | 1279.41 | 142.16 | 14.36 | 1435.93 | 1435.93
DB.29 | A3 | 0 | 1 | 174.64 | 1383.35 | 1557.99 | 186.96 | 1744.95 | 193.88 | 19.58 | 1958.41 | 1958.41
DB.30 | A2 | 0 | 1 | 249.37 | 2824.73 | 3074.1 | 368.89 | 3442.99 | 382.55 | 38.64 | 3864.18 | 3864.18
DB.31 | A5 | 0 | 1 | 175.75 | 1131.02 | 1306.77 | 156.81 | 1463.58 | 162.62 | 16.43 | 1642.63 | 1642.63
DB.32 | A1 | 0 | 1 | 152.7 | 1004.41 | 1157.11 | 138.85 | 1295.96 | 144 | 14.55 | 1454.51 | 1454.51
DB.33 | A1 | 0 | 1 | 172.48 | 1514.22 | 1686.7 | 202.4 | 1889.1 | 209.9 | 21.2 | 2120.2 | 2120.2
DB.34 | A1 | 0 | 1 | 174.64 | 1324.21 | 1498.85 | 179.86 | 1678.71 | 186.52 | 18.84 | 1884.07 | 1884.07
DB.35 | A1 | 0 | 1 | 172.48 | 1514.22 | 1686.7 | 202.4 | 1889.1 | 209.9 | 21.2 | 2120.2 | 2120.2
DB.36 | A1 | 0 | 1 | 150.92 | 973.34 | 1124.26 | 134.91 | 1259.17 | 139.91 | 14.13 | 1413.21 | 1413.21
DB.37 | A3 | 0 | 1 | 149.32 | 929.42 | 1078.74 | 129.45 | 1208.19 | 134.24 | 13.56 | 1355.99 | 1355.99
DB.38 | A3 | 0 | 1 | 149.32 | 929.42 | 1078.74 | 129.45 | 1208.19 | 134.24 | 13.56 | 1355.99 | 1355.99
DB.39 | F | 0 | 1 | 0 | 0 | 0 | 0 | 0 | 0 | 0 | 0 | 0 | Shower door
DB.40 | F | 0 | 1 | 0 | 0 | 0 | 0 | 0 | 0 | 0 | 0 | 0 | Shower door
DB.41 | F | 0 | 1 | 0 | 0 | 0 | 0 | 0 | 0 | 0 | 0 | 0 | Shower door
DB.42 | F | 0 | 1 | 0 | 0 | 0 | 0 | 0 | 0 | 0 | 0 | 0 | Shower door
DB.43 | F | 0 | 1 | 0 | 0 | 0 | 0 | 0 | 0 | 0 | 0 | 0 | Shower door
DB.44 | F | 0 | 1 | 0 | 0 | 0 | 0 | 0 | 0 | 0 | 0 | 0 | Shower door
DB.45 | F | 0 | 1 | 0 | 0 | 0 | 0 | 0 | 0 | 0 | 0 | 0 | Shower door
DB.46 | F | 0 | 1 | 0 | 0 | 0 | 0 | 0 | 0 | 0 | 0 | 0 | Shower door
DB.47 | F | 0 | 1 | 0 | 0 | 0 | 0 | 0 | 0 | 0 | 0 | 0 | Shower door
DB.48 | F | 0 | 1 | 0 | 0 | 0 | 0 | 0 | 0 | 0 | 0 | 0 | Shower door
DB.49 | F | 0 | 1 | 0 | 0 | 0 | 0 | 0 | 0 | 0 | 0 | 0 | Shower door
DB.50 | A1 | 0 | 1 | 150.92 | 973.34 | 1124.26 | 134.91 | 1259.17 | 139.91 | 14.13 | 1413.21 | 1413.21
DB.51 | A4 | 0 | 1 | 204.44 | 1028.16 | 1232.6 | 147.91 | 1380.51 | 153.39 | 15.49 | 1549.39 | 1549.39
DB.52 | A3 | 0 | 1 | 149.32 | 929.42 | 1078.74 | 129.45 | 1208.19 | 134.24 | 13.56 | 1355.99 | 1355.99
DB.53 | A3 | 0 | 1 | 149.32 | 929.42 | 1078.74 | 129.45 | 1208.19 | 134.24 | 13.56 | 1355.99 | 1355.99
DB.54 | F | 0 | 1 | 0 | 0 | 0 | 0 | 0 | 0 | 0 | 0 | 0 | Shower door
DB.55 | F | 0 | 1 | 0 | 0 | 0 | 0 | 0 | 0 | 0 | 0 | 0 | Shower door
DB.56 | F | 0 | 1 | 0 | 0 | 0 | 0 | 0 | 0 | 0 | 0 | 0 | Shower door
DB.57 | F | 0 | 1 | 0 | 0 | 0 | 0 | 0 | 0 | 0 | 0 | 0 | Shower door
DB.58 | F | 0 | 1 | 0 | 0 | 0 | 0 | 0 | 0 | 0 | 0 | 0 | Shower door
DB.59 | OMITTED | 0 | 0 | 0 | 0 | 0 | 0 | 0 | 0 | 0 | 0 | 0
DB.60 | F | 0 | 1 | 0 | 0 | 0 | 0 | 0 | 0 | 0 | 0 | 0 | Shower door
DB.61 | F | 0 | 1 | 0 | 0 | 0 | 0 | 0 | 0 | 0 | 0 | 0 | Shower door
DB.62 | F | 0 | 1 | 0 | 0 | 0 | 0 | 0 | 0 | 0 | 0 | 0 | Shower door
DB.63 | F | 0 | 1 | 0 | 0 | 0 | 0 | 0 | 0 | 0 | 0 | 0 | Shower door
DB.64 | F | 0 | 1 | 0 | 0 | 0 | 0 | 0 | 0 | 0 | 0 | 0 | Shower door
DB.65 | F | 0 | 1 | 0 | 0 | 0 | 0 | 0 | 0 | 0 | 0 | 0 | Shower door
DB.66 | F | 0 | 1 | 0 | 0 | 0 | 0 | 0 | 0 | 0 | 0 | 0 | Shower door
DB.67 | A2 | 0 | 1 | 245.92 | 2694.55 | 2940.47 | 352.86 | 3293.33 | 365.93 | 36.96 | 3696.22 | 3696.22
DB.68 | A2 | 0 | 1 | 249.37 | 2824.73 | 3074.1 | 368.89 | 3442.99 | 382.55 | 38.64 | 3864.18 | 3864.18
DB.69 | A3 | 0 | 1 | 175.75 | 1131.02 | 1306.77 | 156.81 | 1463.58 | 162.62 | 16.43 | 1642.63 | 1642.63
DB.70 | A1 | 0 | 1 | 152.7 | 1181.08 | 1333.78 | 160.05 | 1493.83 | 165.98 | 16.77 | 1676.58 | 1676.58
DB.71 | UKPN | 0 | 0 | 0 | 0 | 0 | 0 | 0 | 0 | 0 | 0 | 0 | By others
DB.72 | UKPN | 0 | 0 | 0 | 0 | 0 | 0 | 0 | 0 | 0 | 0 | 0 | By others
DB.73 | A3 | 0 | 1 | 151.99 | 976.03 | 1128.02 | 135.36 | 1263.38 | 140.38 | 14.18 | 1417.94 | 1417.94
DB.74 | G | 0 | 1 | 77.58 | 444.17 | 521.75 | 62.61 | 584.36 | 64.93 | 6.56 | 655.85 | 655.85
EX-DB.01 | (External) | 0 | 0 | 0 | 0 | 0 | 0 | 0 | 0 | 0 | 0 | 0 | By others
EX-DB.02 | (External) | 0 | 0 | 0 | 0 | 0 | 0 | 0 | 0 | 0 | 0 | 0 | By others
DG.01 | E2 | 0 | 0 | 0 | 0 | 0 | 0 | 0 | 0 | 0 | 0 | 0 | By others
DG.02 | A1 | 0 | 1 | 179.5 | 1052.21 | 1231.71 | 147.81 | 1379.52 | 153.28 | 15.48 | 1548.28 | 1548.28
DG.03 | A1 | 0 | 1 | 165.14 | 1540.88 | 1706.02 | 204.72 | 1910.74 | 212.3 | 21.44 | 2144.48 | 2144.48
DG.04 | A1 | 0 | 1 | 156.67 | 1297.1 | 1453.77 | 174.45 | 1628.22 | 180.91 | 18.27 | 1827.4 | 1827.4
DG.05 | D2 | 0 | 1 | 187.38 | 665.38 | 852.76 | 102.33 | 955.09 | 106.12 | 10.72 | 1071.93 | 1071.93
DG.06 | D2 | 0 | 1 | 187.38 | 665.38 | 852.76 | 102.33 | 955.09 | 106.12 | 10.72 | 1071.93 | 1071.93
DG.07 | D2 | 0 | 1 | 187.38 | 665.38 | 852.76 | 102.33 | 955.09 | 106.12 | 10.72 | 1071.93 | 1071.93
DG.08 | A5 | 0 | 1 | 154.48 | 1019.55 | 1174.03 | 140.88 | 1314.91 | 146.1 | 14.76 | 1475.77 | 1475.77
DG.09 | A1 | 0 | 1 | 152.7 | 1004.41 | 1157.11 | 138.85 | 1295.96 | 144 | 14.55 | 1454.51 | 1454.51
DG.10 | A1 | 0 | 1 | 152.7 | 1004.41 | 1157.11 | 138.85 | 1295.96 | 144 | 14.55 | 1454.51 | 1454.51
DG.11 | D2 | 0 | 1 | 187.38 | 665.38 | 852.76 | 102.33 | 955.09 | 106.12 | 10.72 | 1071.93 | 1071.93
DG.12 | D2 | 0 | 1 | 180.6 | 711.9 | 892.5 | 107.1 | 999.6 | 111.07 | 11.22 | 1121.89 | 1121.89
DG.13 | A1 | 0 | 1 | 169.21 | 1277.51 | 1446.72 | 173.61 | 1620.33 | 180.04 | 18.19 | 1818.56 | 1818.56
DG.14 | B1 | 0 | 1 | 169.21 | 808.34 | 977.55 | 117.31 | 1094.86 | 121.65 | 12.29 | 1228.8 | 1228.8
DG.15 | B5 | 0 | 1 | 242.65 | 1706.43 | 1949.08 | 233.89 | 2182.97 | 242.55 | 24.5 | 2450.02 | 2450.02
DG.16 | B1 | 0 | 1 | 176.82 | 992.07 | 1168.89 | 140.27 | 1309.16 | 145.46 | 14.69 | 1469.31 | 1469.31
DG.17 | B1 | 0 | 1 | 165.14 | 772.27 | 937.41 | 112.49 | 1049.9 | 116.66 | 11.78 | 1178.34 | 1178.34
DG.18 | A1 | 0 | 1 | 172.48 | 1514.22 | 1686.7 | 202.4 | 1889.1 | 209.9 | 21.2 | 2120.2 | 2120.2
DG.19 | D2 | 0 | 1 | 187.38 | 665.38 | 852.76 | 102.33 | 955.09 | 106.12 | 10.72 | 1071.93 | 1071.93
DG.20 | D2 | 0 | 1 | 186.84 | 721.9 | 908.74 | 109.05 | 1017.79 | 113.09 | 11.42 | 1142.3 | 1142.3
DG.21 | A1 | 0 | 1 | 176.82 | 1676.97 | 1853.79 | 222.45 | 2076.24 | 230.69 | 23.3 | 2330.23 | 2330.23
DG.22 | G | 0 | 1 | 77.58 | 444.17 | 521.75 | 62.61 | 584.36 | 64.93 | 6.56 | 655.85 | 655.85
DG.23 | D2 | 0 | 1 | 187.38 | 665.38 | 852.76 | 102.33 | 955.09 | 106.12 | 10.72 | 1071.93 | 1071.93
DG.24 | D2 | 0 | 1 | 187.38 | 665.38 | 852.76 | 102.33 | 955.09 | 106.12 | 10.72 | 1071.93 | 1071.93
DG.25 | D2 | 0 | 1 | 187.38 | 665.38 | 852.76 | 102.33 | 955.09 | 106.12 | 10.72 | 1071.93 | 1071.93
DG.26 | D2 | 0 | 1 | 187.38 | 665.38 | 852.76 | 102.33 | 955.09 | 106.12 | 10.72 | 1071.93 | 1071.93
DG.27 | B1 | 0 | 1 | 171.72 | 877 | 1048.72 | 125.85 | 1174.57 | 130.51 | 13.18 | 1318.26 | 1318.26
DG.28 | H | 0 | 1 | 96.85 | 575.87 | 672.72 | 80.73 | 753.45 | 83.72 | 8.46 | 845.63 | 845.63
DG.29 | B1 | 0 | 1 | 176.82 | 992.07 | 1168.89 | 140.27 | 1309.16 | 145.46 | 14.69 | 1469.31 | 1469.31
DG.30 | B1 | 0 | 1 | 150.92 | 706.95 | 857.87 | 102.94 | 960.81 | 106.76 | 10.78 | 1078.35 | 1078.35
DG.31 | D2 | 0 | 1 | 181.01 | 655.16 | 836.17 | 100.34 | 936.51 | 104.06 | 10.51 | 1051.08 | 1051.08
DG.32 | A1 | 0 | 1 | 152.7 | 1181.08 | 1333.78 | 160.05 | 1493.83 | 165.98 | 16.77 | 1676.58 | 1676.58
DG.33 | A1 | 0 | 1 | 152.7 | 1004.41 | 1157.11 | 138.85 | 1295.96 | 144 | 14.55 | 1454.51 | 1454.51
DG.34 | D2 | 0 | 1 | 179.38 | 517.79 | 697.17 | 83.66 | 780.83 | 86.76 | 8.76 | 876.35 | 876.35
DG.35 | D2 | 0 | 1 | 181.01 | 655.16 | 836.17 | 100.34 | 936.51 | 104.06 | 10.51 | 1051.08 | 1051.08
DG.36 | A1 | 0 | 1 | 152.7 | 1004.41 | 1157.11 | 138.85 | 1295.96 | 144 | 14.55 | 1454.51 | 1454.51
DG.37 | A1 | 0 | 1 | 150.92 | 973.34 | 1124.26 | 134.91 | 1259.17 | 139.91 | 14.13 | 1413.21 | 1413.21
DG.38 | 0 | 0 | 0 | 0 | 0 | 0 | 0 | 0 | 0 | 0 | 0 | 0 | Reception screen
DG.39 | 0 | 0 | 0 | 0 | 0 | 0 | 0 | 0 | 0 | 0 | 0 | 0 | Reception screen
DG.40 | 0 | 0 | 0 | 0 | 0 | 0 | 0 | 0 | 0 | 0 | 0 | 0 | Reception screen
DG.41 | 0 | 0 | 0 | 0 | 0 | 0 | 0 | 0 | 0 | 0 | 0 | 0 | Reception screen
DG.42 | (Special) | 0 | 1 | 156.62 | 1536.42 | 1693.04 | 203.16 | 1896.2 | 210.69 | 21.28 | 2128.17 | 2128.17
DG.43 | D1 | 0 | 1 | 179.38 | 454.33 | 633.71 | 76.05 | 709.76 | 78.86 | 7.97 | 796.59 | 796.59
DG.44 | D1 | 0 | 1 | 179.38 | 454.33 | 633.71 | 76.05 | 709.76 | 78.86 | 7.97 | 796.59 | 796.59
DGWC.01 | 0 | 0 | 0 | 0 | 0 | 0 | 0 | 0 | 0 | 0 | 0 | 0 | WC cubicle
DGWC.02 | 0 | 0 | 0 | 0 | 0 | 0 | 0 | 0 | 0 | 0 | 0 | 0 | WC cubicle
DGWC.03 | 0 | 0 | 0 | 0 | 0 | 0 | 0 | 0 | 0 | 0 | 0 | 0 | WC cubicle
DGWC.04 | 0 | 0 | 0 | 0 | 0 | 0 | 0 | 0 | 0 | 0 | 0 | 0 | WC cubicle
DGWC.05 | 0 | 0 | 0 | 0 | 0 | 0 | 0 | 0 | 0 | 0 | 0 | 0 | WC cubicle
DGWC.06 | 0 | 0 | 0 | 0 | 0 | 0 | 0 | 0 | 0 | 0 | 0 | 0 | WC cubicle
EX-DG.01 | (External) | 0 | 0 | 0 | 0 | 0 | 0 | 0 | 0 | 0 | 0 | 0 | By others
EX-DG.02 | (External) | 0 | 0 | 0 | 0 | 0 | 0 | 0 | 0 | 0 | 0 | 0 | By others
EX-DG.03 | (External) | 0 | 0 | 0 | 0 | 0 | 0 | 0 | 0 | 0 | 0 | 0 | By others
EX-DG.04 | (External) | 0 | 0 | 0 | 0 | 0 | 0 | 0 | 0 | 0 | 0 | 0 | By others
EX-DG.05 | (External) | 0 | 0 | 0 | 0 | 0 | 0 | 0 | 0 | 0 | 0 | 0 | By others
EX-DG.06 | (External) | 0 | 0 | 0 | 0 | 0 | 0 | 0 | 0 | 0 | 0 | 0 | By others
EX-DG.07 | (External) | 0 | 0 | 0 | 0 | 0 | 0 | 0 | 0 | 0 | 0 | 0 | By others
EX-DG.08 | (External) | 0 | 0 | 0 | 0 | 0 | 0 | 0 | 0 | 0 | 0 | 0 | By others
EX-DG.09 | (External) | 0 | 0 | 0 | 0 | 0 | 0 | 0 | 0 | 0 | 0 | 0 | By others
EX-DG.10 | (External) | 0 | 0 | 0 | 0 | 0 | 0 | 0 | 0 | 0 | 0 | 0 | By others
EX-DG.11 | (External) | 0 | 0 | 0 | 0 | 0 | 0 | 0 | 0 | 0 | 0 | 0 | By others
EX-DG.12 | (External) | 0 | 0 | 0 | 0 | 0 | 0 | 0 | 0 | 0 | 0 | 0 | By others
D1.01 | E1 | 0 | 0 | 0 | 0 | 0 | 0 | 0 | 0 | 0 | 0 | 0 | By others
D1.02 | E1 | 0 | 0 | 0 | 0 | 0 | 0 | 0 | 0 | 0 | 0 | 0 | By others
D1.03 | D2 | 0 | 1 | 187.38 | 665.38 | 852.76 | 102.33 | 955.09 | 106.12 | 10.72 | 1071.93 | 1071.93
D1.04 | D2 | 0 | 1 | 187.38 | 665.38 | 852.76 | 102.33 | 955.09 | 106.12 | 10.72 | 1071.93 | 1071.93
D1.05 | D2 | 0 | 1 | 187.38 | 665.38 | 852.76 | 102.33 | 955.09 | 106.12 | 10.72 | 1071.93 | 1071.93
D1.06 | D2 | 0 | 1 | 187.38 | 665.38 | 852.76 | 102.33 | 955.09 | 106.12 | 10.72 | 1071.93 | 1071.93
D1.07 | D2 | 0 | 1 | 187.38 | 665.38 | 852.76 | 102.33 | 955.09 | 106.12 | 10.72 | 1071.93 | 1071.93
D1.08 | D2 | 0 | 1 | 187.38 | 665.38 | 852.76 | 102.33 | 955.09 | 106.12 | 10.72 | 1071.93 | 1071.93
D1.09 | D2 | 0 | 1 | 187.38 | 665.38 | 852.76 | 102.33 | 955.09 | 106.12 | 10.72 | 1071.93 | 1071.93
D1.10 | D2 | 0 | 1 | 187.38 | 665.38 | 852.76 | 102.33 | 955.09 | 106.12 | 10.72 | 1071.93 | 1071.93
D1.11 | D2 | 0 | 1 | 187.38 | 665.38 | 852.76 | 102.33 | 955.09 | 106.12 | 10.72 | 1071.93 | 1071.93
D1.12 | D2 | 0 | 1 | 187.38 | 665.38 | 852.76 | 102.33 | 955.09 | 106.12 | 10.72 | 1071.93 | 1071.93
D1.13 | A7 | 0 | 1 | 214.87 | 2092.38 | 2307.25 | 276.87 | 2584.12 | 287.12 | 29 | 2900.24 | 2900.24
D1.14 | H | 0 | 1 | 92.53 | 508.56 | 601.09 | 72.13 | 673.22 | 74.8 | 7.56 | 755.58 | 755.58
D1.15 | A8 | 0 | 1 | 186.73 | 1430.88 | 1617.61 | 194.11 | 1811.72 | 201.3 | 20.33 | 2033.35 | 2033.35
D1.16 | A7 | 0 | 1 | 206.03 | 1651.62 | 1857.65 | 222.92 | 2080.57 | 231.17 | 23.35 | 2335.09 | 2335.09
D1.17 | A7 | 0 | 1 | 212.2 | 1683.25 | 1895.45 | 227.45 | 2122.9 | 235.88 | 23.83 | 2382.61 | 2382.61
D1.18 | G | 0 | 1 | 77.58 | 464.65 | 542.23 | 65.07 | 607.3 | 67.48 | 6.82 | 681.6 | 681.6
D1.19 | D2 | 0 | 1 | 187.38 | 665.38 | 852.76 | 102.33 | 955.09 | 106.12 | 10.72 | 1071.93 | 1071.93
D1.20 | A7 | 0 | 1 | 184.94 | 1457.87 | 1642.81 | 197.14 | 1839.95 | 204.44 | 20.65 | 2065.04 | 2065.04
D1.21 | A4 | 0 | 1 | 221.82 | 1194.88 | 1416.7 | 170 | 1586.7 | 176.3 | 17.81 | 1780.81 | 1780.81
D1.22 | A4 | 0 | 1 | 221.82 | 1194.88 | 1416.7 | 170 | 1586.7 | 176.3 | 17.81 | 1780.81 | 1780.81
D1.23 | A7 | 0 | 1 | 184.94 | 1367.55 | 1552.49 | 186.3 | 1738.79 | 193.2 | 19.52 | 1951.51 | 1951.51
D1.24 | D2 | 0 | 1 | 187.38 | 665.38 | 852.76 | 102.33 | 955.09 | 106.12 | 10.72 | 1071.93 | 1071.93
D1.25 | D2 | 0 | 1 | 180.6 | 711.9 | 892.5 | 107.1 | 999.6 | 111.07 | 11.22 | 1121.89 | 1121.89
D1.26 | A7 | 0 | 1 | 206.03 | 1651.62 | 1857.65 | 222.92 | 2080.57 | 231.17 | 23.35 | 2335.09 | 2335.09
D1.27 | G | 0 | 1 | 77.58 | 464.65 | 542.23 | 65.07 | 607.3 | 67.48 | 6.82 | 681.6 | 681.6
D1.28 | H | 0 | 1 | 92.53 | 508.56 | 601.09 | 72.13 | 673.22 | 74.8 | 7.56 | 755.58 | 755.58
D1.29 | A7 | 0 | 1 | 206.03 | 1651.62 | 1857.65 | 222.92 | 2080.57 | 231.17 | 23.35 | 2335.09 | 2335.09
D1WC.01 | 0 | 0 | 0 | 0 | 0 | 0 | 0 | 0 | 0 | 0 | 0 | 0 | WC cubicle
D1WC.02 | 0 | 0 | 0 | 0 | 0 | 0 | 0 | 0 | 0 | 0 | 0 | 0 | WC cubicle
D1WC.03 | 0 | 0 | 0 | 0 | 0 | 0 | 0 | 0 | 0 | 0 | 0 | 0 | WC cubicle
D1WC.04 | 0 | 0 | 0 | 0 | 0 | 0 | 0 | 0 | 0 | 0 | 0 | 0 | WC cubicle
D1WC.05 | 0 | 0 | 0 | 0 | 0 | 0 | 0 | 0 | 0 | 0 | 0 | 0 | WC cubicle
D1WC.06 | 0 | 0 | 0 | 0 | 0 | 0 | 0 | 0 | 0 | 0 | 0 | 0 | WC cubicle
D1WC.07 | 0 | 0 | 0 | 0 | 0 | 0 | 0 | 0 | 0 | 0 | 0 | 0 | WC cubicle
D1WC.08 | 0 | 0 | 0 | 0 | 0 | 0 | 0 | 0 | 0 | 0 | 0 | 0 | WC cubicle
D1WC.09 | 0 | 0 | 0 | 0 | 0 | 0 | 0 | 0 | 0 | 0 | 0 | 0 | WC cubicle
D1WC.10 | 0 | 0 | 0 | 0 | 0 | 0 | 0 | 0 | 0 | 0 | 0 | 0 | WC cubicle
D1WC.11 | 0 | 0 | 0 | 0 | 0 | 0 | 0 | 0 | 0 | 0 | 0 | 0 | WC cubicle
D1WC.12 | 0 | 0 | 0 | 0 | 0 | 0 | 0 | 0 | 0 | 0 | 0 | 0 | WC cubicle
D1WC.13 | 0 | 0 | 0 | 0 | 0 | 0 | 0 | 0 | 0 | 0 | 0 | 0 | WC cubicle
D1WC.14 | 0 | 0 | 0 | 0 | 0 | 0 | 0 | 0 | 0 | 0 | 0 | 0 | WC cubicle
D2.01 | E1 | 0 | 0 | 0 | 0 | 0 | 0 | 0 | 0 | 0 | 0 | 0 | By others
D2.02 | E1 | 0 | 0 | 0 | 0 | 0 | 0 | 0 | 0 | 0 | 0 | 0 | By others
D2.03 | D2 | 0 | 1 | 187.38 | 665.38 | 852.76 | 102.33 | 955.09 | 106.12 | 10.72 | 1071.93 | 1071.93
D2.04 | D2 | 0 | 1 | 187.38 | 665.38 | 852.76 | 102.33 | 955.09 | 106.12 | 10.72 | 1071.93 | 1071.93
D2.05 | D2 | 0 | 1 | 187.38 | 665.38 | 852.76 | 102.33 | 955.09 | 106.12 | 10.72 | 1071.93 | 1071.93
D2.06 | D2 | 0 | 1 | 187.38 | 665.38 | 852.76 | 102.33 | 955.09 | 106.12 | 10.72 | 1071.93 | 1071.93
D2.07 | D2 | 0 | 1 | 187.38 | 665.38 | 852.76 | 102.33 | 955.09 | 106.12 | 10.72 | 1071.93 | 1071.93
D2.08 | D2 | 0 | 1 | 187.38 | 665.38 | 852.76 | 102.33 | 955.09 | 106.12 | 10.72 | 1071.93 | 1071.93
D2.09 | D2 | 0 | 1 | 187.38 | 665.38 | 852.76 | 102.33 | 955.09 | 106.12 | 10.72 | 1071.93 | 1071.93
D2.10 | D2 | 0 | 1 | 187.38 | 665.38 | 852.76 | 102.33 | 955.09 | 106.12 | 10.72 | 1071.93 | 1071.93
D2.11 | D2 | 0 | 1 | 187.38 | 665.38 | 852.76 | 102.33 | 955.09 | 106.12 | 10.72 | 1071.93 | 1071.93
D2.12 | D2 | 0 | 1 | 187.38 | 665.38 | 852.76 | 102.33 | 955.09 | 106.12 | 10.72 | 1071.93 | 1071.93
D2.13 | A7 | 0 | 1 | 214.87 | 2092.38 | 2307.25 | 276.87 | 2584.12 | 287.12 | 29 | 2900.24 | 2900.24
D2.14 | H | 0 | 1 | 92.53 | 508.56 | 601.09 | 72.13 | 673.22 | 74.8 | 7.56 | 755.58 | 755.58
D2.15 | A8 | 0 | 1 | 186.73 | 1430.88 | 1617.61 | 194.11 | 1811.72 | 201.3 | 20.33 | 2033.35 | 2033.35
D2.16 | A7 | 0 | 1 | 206.03 | 1651.62 | 1857.65 | 222.92 | 2080.57 | 231.17 | 23.35 | 2335.09 | 2335.09
D2.17 | A7 | 0 | 1 | 212.2 | 1683.25 | 1895.45 | 227.45 | 2122.9 | 235.88 | 23.83 | 2382.61 | 2382.61
D2.18 | G | 0 | 1 | 77.58 | 464.65 | 542.23 | 65.07 | 607.3 | 67.48 | 6.82 | 681.6 | 681.6
D2.19 | D2 | 0 | 1 | 187.38 | 665.38 | 852.76 | 102.33 | 955.09 | 106.12 | 10.72 | 1071.93 | 1071.93
D2.20 | A7 | 0 | 1 | 184.94 | 1457.87 | 1642.81 | 197.14 | 1839.95 | 204.44 | 20.65 | 2065.04 | 2065.04
D2.21 | A4 | 0 | 1 | 221.82 | 1194.88 | 1416.7 | 170 | 1586.7 | 176.3 | 17.81 | 1780.81 | 1780.81
D2.22 | A4 | 0 | 1 | 221.82 | 1194.88 | 1416.7 | 170 | 1586.7 | 176.3 | 17.81 | 1780.81 | 1780.81
D2.23 | A7 | 0 | 1 | 184.94 | 1367.55 | 1552.49 | 186.3 | 1738.79 | 193.2 | 19.52 | 1951.51 | 1951.51
D2.24 | D2 | 0 | 1 | 187.38 | 665.38 | 852.76 | 102.33 | 955.09 | 106.12 | 10.72 | 1071.93 | 1071.93
D2.25 | D2 | 0 | 1 | 180.6 | 711.9 | 892.5 | 107.1 | 999.6 | 111.07 | 11.22 | 1121.89 | 1121.89
D2.26 | A7 | 0 | 1 | 206.03 | 1651.62 | 1857.65 | 222.92 | 2080.57 | 231.17 | 23.35 | 2335.09 | 2335.09
D2.27 | G | 0 | 1 | 77.58 | 464.65 | 542.23 | 65.07 | 607.3 | 67.48 | 6.82 | 681.6 | 681.6
D2.28 | H | 0 | 1 | 92.53 | 508.56 | 601.09 | 72.13 | 673.22 | 74.8 | 7.56 | 755.58 | 755.58
D2.29 | A7 | 0 | 1 | 206.03 | 1651.62 | 1857.65 | 222.92 | 2080.57 | 231.17 | 23.35 | 2335.09 | 2335.09
D2WC.01 | 0 | 0 | 0 | 0 | 0 | 0 | 0 | 0 | 0 | 0 | 0 | 0 | WC cubicle
D2WC.02 | 0 | 0 | 0 | 0 | 0 | 0 | 0 | 0 | 0 | 0 | 0 | 0 | WC cubicle
D2WC.03 | 0 | 0 | 0 | 0 | 0 | 0 | 0 | 0 | 0 | 0 | 0 | 0 | WC cubicle
D2WC.04 | 0 | 0 | 0 | 0 | 0 | 0 | 0 | 0 | 0 | 0 | 0 | 0 | WC cubicle
D2WC.05 | 0 | 0 | 0 | 0 | 0 | 0 | 0 | 0 | 0 | 0 | 0 | 0 | WC cubicle
D2WC.06 | 0 | 0 | 0 | 0 | 0 | 0 | 0 | 0 | 0 | 0 | 0 | 0 | WC cubicle
D2WC.07 | 0 | 0 | 0 | 0 | 0 | 0 | 0 | 0 | 0 | 0 | 0 | 0 | WC cubicle
D2WC.08 | 0 | 0 | 0 | 0 | 0 | 0 | 0 | 0 | 0 | 0 | 0 | 0 | WC cubicle
D2WC.09 | 0 | 0 | 0 | 0 | 0 | 0 | 0 | 0 | 0 | 0 | 0 | 0 | WC cubicle
D2WC.10 | 0 | 0 | 0 | 0 | 0 | 0 | 0 | 0 | 0 | 0 | 0 | 0 | WC cubicle
D2WC.11 | 0 | 0 | 0 | 0 | 0 | 0 | 0 | 0 | 0 | 0 | 0 | 0 | WC cubicle
D2WC.12 | 0 | 0 | 0 | 0 | 0 | 0 | 0 | 0 | 0 | 0 | 0 | 0 | WC cubicle
D2WC.13 | 0 | 0 | 0 | 0 | 0 | 0 | 0 | 0 | 0 | 0 | 0 | 0 | WC cubicle
D2WC.14 | 0 | 0 | 0 | 0 | 0 | 0 | 0 | 0 | 0 | 0 | 0 | 0 | WC cubicle
D3.01 | E1 | 0 | 0 | 0 | 0 | 0 | 0 | 0 | 0 | 0 | 0 | 0 | By others
D3.02 | E1 | 0 | 0 | 0 | 0 | 0 | 0 | 0 | 0 | 0 | 0 | 0 | By others
D3.03 | D2 | 0 | 1 | 187.38 | 665.38 | 852.76 | 102.33 | 955.09 | 106.12 | 10.72 | 1071.93 | 1071.93
D3.04 | D2 | 0 | 1 | 187.38 | 665.38 | 852.76 | 102.33 | 955.09 | 106.12 | 10.72 | 1071.93 | 1071.93
D3.05 | D2 | 0 | 1 | 187.38 | 665.38 | 852.76 | 102.33 | 955.09 | 106.12 | 10.72 | 1071.93 | 1071.93
D3.06 | D2 | 0 | 1 | 187.38 | 665.38 | 852.76 | 102.33 | 955.09 | 106.12 | 10.72 | 1071.93 | 1071.93
D3.07 | D2 | 0 | 1 | 187.38 | 665.38 | 852.76 | 102.33 | 955.09 | 106.12 | 10.72 | 1071.93 | 1071.93
D3.08 | D2 | 0 | 1 | 187.38 | 665.38 | 852.76 | 102.33 | 955.09 | 106.12 | 10.72 | 1071.93 | 1071.93
D3.09 | D2 | 0 | 1 | 187.38 | 665.38 | 852.76 | 102.33 | 955.09 | 106.12 | 10.72 | 1071.93 | 1071.93
D3.10 | D2 | 0 | 1 | 187.38 | 665.38 | 852.76 | 102.33 | 955.09 | 106.12 | 10.72 | 1071.93 | 1071.93
D3.11 | D2 | 0 | 1 | 187.38 | 665.38 | 852.76 | 102.33 | 955.09 | 106.12 | 10.72 | 1071.93 | 1071.93
D3.12 | D2 | 0 | 1 | 187.38 | 665.38 | 852.76 | 102.33 | 955.09 | 106.12 | 10.72 | 1071.93 | 1071.93
D3.13 | A7 | 0 | 1 | 214.87 | 2092.38 | 2307.25 | 276.87 | 2584.12 | 287.12 | 29 | 2900.24 | 2900.24
D3.14 | H | 0 | 1 | 92.53 | 508.56 | 601.09 | 72.13 | 673.22 | 74.8 | 7.56 | 755.58 | 755.58
D3.15 | A8 | 0 | 1 | 186.73 | 1430.88 | 1617.61 | 194.11 | 1811.72 | 201.3 | 20.33 | 2033.35 | 2033.35
D3.16 | A7 | 0 | 1 | 206.03 | 1651.62 | 1857.65 | 222.92 | 2080.57 | 231.17 | 23.35 | 2335.09 | 2335.09
D3.17 | A7 | 0 | 1 | 212.2 | 1683.25 | 1895.45 | 227.45 | 2122.9 | 235.88 | 23.83 | 2382.61 | 2382.61
D3.18 | G | 0 | 1 | 77.58 | 464.65 | 542.23 | 65.07 | 607.3 | 67.48 | 6.82 | 681.6 | 681.6
D3.19 | D2 | 0 | 1 | 187.38 | 665.38 | 852.76 | 102.33 | 955.09 | 106.12 | 10.72 | 1071.93 | 1071.93
D3.20 | A7 | 0 | 1 | 184.94 | 1457.87 | 1642.81 | 197.14 | 1839.95 | 204.44 | 20.65 | 2065.04 | 2065.04
D3.21 | A4 | 0 | 1 | 221.82 | 1194.88 | 1416.7 | 170 | 1586.7 | 176.3 | 17.81 | 1780.81 | 1780.81
D3.22 | A4 | 0 | 1 | 221.82 | 1194.88 | 1416.7 | 170 | 1586.7 | 176.3 | 17.81 | 1780.81 | 1780.81
D3.23 | A7 | 0 | 1 | 184.94 | 1367.55 | 1552.49 | 186.3 | 1738.79 | 193.2 | 19.52 | 1951.51 | 1951.51
D3.24 | D2 | 0 | 1 | 187.38 | 665.38 | 852.76 | 102.33 | 955.09 | 106.12 | 10.72 | 1071.93 | 1071.93
D3.25 | D2 | 0 | 1 | 180.6 | 711.9 | 892.5 | 107.1 | 999.6 | 111.07 | 11.22 | 1121.89 | 1121.89
D3.26 | A7 | 0 | 1 | 206.03 | 1651.62 | 1857.65 | 222.92 | 2080.57 | 231.17 | 23.35 | 2335.09 | 2335.09
D3.27 | G | 0 | 1 | 77.58 | 464.65 | 542.23 | 65.07 | 607.3 | 67.48 | 6.82 | 681.6 | 681.6
D3.28 | H | 0 | 1 | 92.53 | 508.56 | 601.09 | 72.13 | 673.22 | 74.8 | 7.56 | 755.58 | 755.58
D3.29 | A7 | 0 | 1 | 206.03 | 1651.62 | 1857.65 | 222.92 | 2080.57 | 231.17 | 23.35 | 2335.09 | 2335.09
D3WC.01 | 0 | 0 | 0 | 0 | 0 | 0 | 0 | 0 | 0 | 0 | 0 | 0 | WC cubicle
D3WC.02 | 0 | 0 | 0 | 0 | 0 | 0 | 0 | 0 | 0 | 0 | 0 | 0 | WC cubicle
D3WC.03 | 0 | 0 | 0 | 0 | 0 | 0 | 0 | 0 | 0 | 0 | 0 | 0 | WC cubicle
D3WC.04 | 0 | 0 | 0 | 0 | 0 | 0 | 0 | 0 | 0 | 0 | 0 | 0 | WC cubicle
D3WC.05 | 0 | 0 | 0 | 0 | 0 | 0 | 0 | 0 | 0 | 0 | 0 | 0 | WC cubicle
D3WC.06 | 0 | 0 | 0 | 0 | 0 | 0 | 0 | 0 | 0 | 0 | 0 | 0 | WC cubicle
D3WC.07 | 0 | 0 | 0 | 0 | 0 | 0 | 0 | 0 | 0 | 0 | 0 | 0 | WC cubicle
D3WC.08 | 0 | 0 | 0 | 0 | 0 | 0 | 0 | 0 | 0 | 0 | 0 | 0 | WC cubicle
D3WC.09 | 0 | 0 | 0 | 0 | 0 | 0 | 0 | 0 | 0 | 0 | 0 | 0 | WC cubicle
D3WC.10 | 0 | 0 | 0 | 0 | 0 | 0 | 0 | 0 | 0 | 0 | 0 | 0 | WC cubicle
D3WC.11 | 0 | 0 | 0 | 0 | 0 | 0 | 0 | 0 | 0 | 0 | 0 | 0 | WC cubicle
D3WC.12 | 0 | 0 | 0 | 0 | 0 | 0 | 0 | 0 | 0 | 0 | 0 | 0 | WC cubicle
D3WC.13 | 0 | 0 | 0 | 0 | 0 | 0 | 0 | 0 | 0 | 0 | 0 | 0 | WC cubicle
D3WC.14 | 0 | 0 | 0 | 0 | 0 | 0 | 0 | 0 | 0 | 0 | 0 | 0 | WC cubicle
D4.01 | E1 | 0 | 0 | 0 | 0 | 0 | 0 | 0 | 0 | 0 | 0 | 0 | By others
D4.02 | E1 | 0 | 0 | 0 | 0 | 0 | 0 | 0 | 0 | 0 | 0 | 0 | By others
D4.03 | D2 | 0 | 1 | 187.38 | 665.38 | 852.76 | 102.33 | 955.09 | 106.12 | 10.72 | 1071.93 | 1071.93
D4.04 | D2 | 0 | 1 | 187.38 | 665.38 | 852.76 | 102.33 | 955.09 | 106.12 | 10.72 | 1071.93 | 1071.93
D4.05 | D2 | 0 | 1 | 187.38 | 665.38 | 852.76 | 102.33 | 955.09 | 106.12 | 10.72 | 1071.93 | 1071.93
D4.06 | D2 | 0 | 1 | 187.38 | 665.38 | 852.76 | 102.33 | 955.09 | 106.12 | 10.72 | 1071.93 | 1071.93
D4.07 | D2 | 0 | 1 | 187.38 | 665.38 | 852.76 | 102.33 | 955.09 | 106.12 | 10.72 | 1071.93 | 1071.93
D4.08 | D2 | 0 | 1 | 187.38 | 665.38 | 852.76 | 102.33 | 955.09 | 106.12 | 10.72 | 1071.93 | 1071.93
D4.09 | D2 | 0 | 1 | 187.38 | 665.38 | 852.76 | 102.33 | 955.09 | 106.12 | 10.72 | 1071.93 | 1071.93
D4.10 | D2 | 0 | 1 | 187.38 | 665.38 | 852.76 | 102.33 | 955.09 | 106.12 | 10.72 | 1071.93 | 1071.93
D4.11 | D2 | 0 | 1 | 187.38 | 665.38 | 852.76 | 102.33 | 955.09 | 106.12 | 10.72 | 1071.93 | 1071.93
D4.12 | D2 | 0 | 1 | 187.38 | 665.38 | 852.76 | 102.33 | 955.09 | 106.12 | 10.72 | 1071.93 | 1071.93
D4.13 | A7 | 0 | 1 | 214.87 | 2092.38 | 2307.25 | 276.87 | 2584.12 | 287.12 | 29 | 2900.24 | 2900.24
D4.14 | H | 0 | 1 | 92.53 | 508.56 | 601.09 | 72.13 | 673.22 | 74.8 | 7.56 | 755.58 | 755.58
D4.15 | A8 | 0 | 1 | 186.73 | 1430.88 | 1617.61 | 194.11 | 1811.72 | 201.3 | 20.33 | 2033.35 | 2033.35
D4.16 | A7 | 0 | 1 | 206.03 | 1651.62 | 1857.65 | 222.92 | 2080.57 | 231.17 | 23.35 | 2335.09 | 2335.09
D4.17 | A7 | 0 | 1 | 212.2 | 1683.25 | 1895.45 | 227.45 | 2122.9 | 235.88 | 23.83 | 2382.61 | 2382.61
D4.18 | G | 0 | 1 | 77.58 | 464.65 | 542.23 | 65.07 | 607.3 | 67.48 | 6.82 | 681.6 | 681.6
D4.19 | D2 | 0 | 1 | 187.38 | 665.38 | 852.76 | 102.33 | 955.09 | 106.12 | 10.72 | 1071.93 | 1071.93
D4.20 | A7 | 0 | 1 | 184.94 | 1457.87 | 1642.81 | 197.14 | 1839.95 | 204.44 | 20.65 | 2065.04 | 2065.04
D4.21 | A4 | 0 | 1 | 221.82 | 1194.88 | 1416.7 | 170 | 1586.7 | 176.3 | 17.81 | 1780.81 | 1780.81
D4.22 | A4 | 0 | 1 | 221.82 | 1194.88 | 1416.7 | 170 | 1586.7 | 176.3 | 17.81 | 1780.81 | 1780.81
D4.23 | A7 | 0 | 1 | 184.94 | 1367.55 | 1552.49 | 186.3 | 1738.79 | 193.2 | 19.52 | 1951.51 | 1951.51
D4.24 | D2 | 0 | 1 | 187.38 | 665.38 | 852.76 | 102.33 | 955.09 | 106.12 | 10.72 | 1071.93 | 1071.93
D4.25 | D2 | 0 | 1 | 180.6 | 711.9 | 892.5 | 107.1 | 999.6 | 111.07 | 11.22 | 1121.89 | 1121.89
D4.26 | A7 | 0 | 1 | 206.03 | 1651.62 | 1857.65 | 222.92 | 2080.57 | 231.17 | 23.35 | 2335.09 | 2335.09
D4.27 | G | 0 | 1 | 77.58 | 464.65 | 542.23 | 65.07 | 607.3 | 67.48 | 6.82 | 681.6 | 681.6
D4.28 | H | 0 | 1 | 92.53 | 508.56 | 601.09 | 72.13 | 673.22 | 74.8 | 7.56 | 755.58 | 755.58
D4.29 | A7 | 0 | 1 | 206.03 | 1651.62 | 1857.65 | 222.92 | 2080.57 | 231.17 | 23.35 | 2335.09 | 2335.09
D4WC.01 | 0 | 0 | 0 | 0 | 0 | 0 | 0 | 0 | 0 | 0 | 0 | 0 | WC cubicle
D4WC.02 | 0 | 0 | 0 | 0 | 0 | 0 | 0 | 0 | 0 | 0 | 0 | 0 | WC cubicle
D4WC.03 | 0 | 0 | 0 | 0 | 0 | 0 | 0 | 0 | 0 | 0 | 0 | 0 | WC cubicle
D4WC.04 | 0 | 0 | 0 | 0 | 0 | 0 | 0 | 0 | 0 | 0 | 0 | 0 | WC cubicle
D4WC.05 | 0 | 0 | 0 | 0 | 0 | 0 | 0 | 0 | 0 | 0 | 0 | 0 | WC cubicle
D4WC.06 | 0 | 0 | 0 | 0 | 0 | 0 | 0 | 0 | 0 | 0 | 0 | 0 | WC cubicle
D4WC.07 | 0 | 0 | 0 | 0 | 0 | 0 | 0 | 0 | 0 | 0 | 0 | 0 | WC cubicle
D4WC.08 | 0 | 0 | 0 | 0 | 0 | 0 | 0 | 0 | 0 | 0 | 0 | 0 | WC cubicle
D4WC.09 | 0 | 0 | 0 | 0 | 0 | 0 | 0 | 0 | 0 | 0 | 0 | 0 | WC cubicle
D4WC.10 | 0 | 0 | 0 | 0 | 0 | 0 | 0 | 0 | 0 | 0 | 0 | 0 | WC cubicle
D4WC.11 | 0 | 0 | 0 | 0 | 0 | 0 | 0 | 0 | 0 | 0 | 0 | 0 | WC cubicle
D4WC.12 | 0 | 0 | 0 | 0 | 0 | 0 | 0 | 0 | 0 | 0 | 0 | 0 | WC cubicle
D4WC.13 | 0 | 0 | 0 | 0 | 0 | 0 | 0 | 0 | 0 | 0 | 0 | 0 | WC cubicle
D4WC.14 | 0 | 0 | 0 | 0 | 0 | 0 | 0 | 0 | 0 | 0 | 0 | 0 | WC cubicle
EX-D4.01 | (External) | 0 | 0 | 0 | 0 | 0 | 0 | 0 | 0 | 0 | 0 | 0 | By others
EX-D4.02 | (External) | 0 | 0 | 0 | 0 | 0 | 0 | 0 | 0 | 0 | 0 | 0 | By others
D5.01 | E1 | 0 | 0 | 0 | 0 | 0 | 0 | 0 | 0 | 0 | 0 | 0 | By others
D5.02 | E1 | 0 | 0 | 0 | 0 | 0 | 0 | 0 | 0 | 0 | 0 | 0 | By others
D5.03 | D2 | 0 | 1 | 187.38 | 665.38 | 852.76 | 102.33 | 955.09 | 106.12 | 10.72 | 1071.93 | 1071.93
D5.04 | D2 | 0 | 1 | 187.38 | 665.38 | 852.76 | 102.33 | 955.09 | 106.12 | 10.72 | 1071.93 | 1071.93
D5.05 | D2 | 0 | 1 | 187.38 | 665.38 | 852.76 | 102.33 | 955.09 | 106.12 | 10.72 | 1071.93 | 1071.93
D5.06 | D2 | 0 | 1 | 187.38 | 665.38 | 852.76 | 102.33 | 955.09 | 106.12 | 10.72 | 1071.93 | 1071.93
D5.07 | D2 | 0 | 1 | 187.38 | 665.38 | 852.76 | 102.33 | 955.09 | 106.12 | 10.72 | 1071.93 | 1071.93
D5.08 | D2 | 0 | 1 | 187.38 | 665.38 | 852.76 | 102.33 | 955.09 | 106.12 | 10.72 | 1071.93 | 1071.93
D5.09 | D2 | 0 | 1 | 187.38 | 665.38 | 852.76 | 102.33 | 955.09 | 106.12 | 10.72 | 1071.93 | 1071.93
D5.10 | D2 | 0 | 1 | 187.38 | 665.38 | 852.76 | 102.33 | 955.09 | 106.12 | 10.72 | 1071.93 | 1071.93
D5.11 | D2 | 0 | 1 | 187.38 | 665.38 | 852.76 | 102.33 | 955.09 | 106.12 | 10.72 | 1071.93 | 1071.93
D5.12 | D2 | 0 | 1 | 187.38 | 665.38 | 852.76 | 102.33 | 955.09 | 106.12 | 10.72 | 1071.93 | 1071.93
D5.13 | A7 | 0 | 1 | 214.87 | 2092.38 | 2307.25 | 276.87 | 2584.12 | 287.12 | 29 | 2900.24 | 2900.24
D5.14 | H | 0 | 1 | 92.53 | 508.56 | 601.09 | 72.13 | 673.22 | 74.8 | 7.56 | 755.58 | 755.58
D5.15 | A8 | 0 | 1 | 186.73 | 1430.88 | 1617.61 | 194.11 | 1811.72 | 201.3 | 20.33 | 2033.35 | 2033.35
D5.16 | A7 | 0 | 1 | 206.03 | 1651.62 | 1857.65 | 222.92 | 2080.57 | 231.17 | 23.35 | 2335.09 | 2335.09
D5.17 | A7 | 0 | 1 | 212.2 | 1683.25 | 1895.45 | 227.45 | 2122.9 | 235.88 | 23.83 | 2382.61 | 2382.61
D5.18 | G | 0 | 1 | 77.58 | 464.65 | 542.23 | 65.07 | 607.3 | 67.48 | 6.82 | 681.6 | 681.6
D5.19 | D2 | 0 | 1 | 187.38 | 665.38 | 852.76 | 102.33 | 955.09 | 106.12 | 10.72 | 1071.93 | 1071.93
D5.20 | A7 | 0 | 1 | 184.94 | 1457.87 | 1642.81 | 197.14 | 1839.95 | 204.44 | 20.65 | 2065.04 | 2065.04
D5.21 | A4 | 0 | 1 | 221.82 | 1194.88 | 1416.7 | 170 | 1586.7 | 176.3 | 17.81 | 1780.81 | 1780.81
D5.22 | A4 | 0 | 1 | 221.82 | 1194.88 | 1416.7 | 170 | 1586.7 | 176.3 | 17.81 | 1780.81 | 1780.81
D5.23 | A7 | 0 | 1 | 184.94 | 1367.55 | 1552.49 | 186.3 | 1738.79 | 193.2 | 19.52 | 1951.51 | 1951.51
D5.24 | D2 | 0 | 1 | 187.38 | 665.38 | 852.76 | 102.33 | 955.09 | 106.12 | 10.72 | 1071.93 | 1071.93
D5.25 | D2 | 0 | 1 | 180.6 | 711.9 | 892.5 | 107.1 | 999.6 | 111.07 | 11.22 | 1121.89 | 1121.89
D5.26 | A7 | 0 | 1 | 206.03 | 1651.62 | 1857.65 | 222.92 | 2080.57 | 231.17 | 23.35 | 2335.09 | 2335.09
D5.27 | G | 0 | 1 | 77.58 | 464.65 | 542.23 | 65.07 | 607.3 | 67.48 | 6.82 | 681.6 | 681.6
D5.28 | H | 0 | 1 | 92.53 | 508.56 | 601.09 | 72.13 | 673.22 | 74.8 | 7.56 | 755.58 | 755.58
D5.29 | A7 | 0 | 1 | 206.03 | 1651.62 | 1857.65 | 222.92 | 2080.57 | 231.17 | 23.35 | 2335.09 | 2335.09
D5WC.01 | 0 | 0 | 0 | 0 | 0 | 0 | 0 | 0 | 0 | 0 | 0 | 0 | WC cubicle
D5WC.02 | 0 | 0 | 0 | 0 | 0 | 0 | 0 | 0 | 0 | 0 | 0 | 0 | WC cubicle
D5WC.03 | 0 | 0 | 0 | 0 | 0 | 0 | 0 | 0 | 0 | 0 | 0 | 0 | WC cubicle
D5WC.04 | 0 | 0 | 0 | 0 | 0 | 0 | 0 | 0 | 0 | 0 | 0 | 0 | WC cubicle
D5WC.05 | 0 | 0 | 0 | 0 | 0 | 0 | 0 | 0 | 0 | 0 | 0 | 0 | WC cubicle
D5WC.06 | 0 | 0 | 0 | 0 | 0 | 0 | 0 | 0 | 0 | 0 | 0 | 0 | WC cubicle
D5WC.07 | 0 | 0 | 0 | 0 | 0 | 0 | 0 | 0 | 0 | 0 | 0 | 0 | WC cubicle
D5WC.08 | 0 | 0 | 0 | 0 | 0 | 0 | 0 | 0 | 0 | 0 | 0 | 0 | WC cubicle
D5WC.09 | 0 | 0 | 0 | 0 | 0 | 0 | 0 | 0 | 0 | 0 | 0 | 0 | WC cubicle
D5WC.10 | 0 | 0 | 0 | 0 | 0 | 0 | 0 | 0 | 0 | 0 | 0 | 0 | WC cubicle
D5WC.11 | 0 | 0 | 0 | 0 | 0 | 0 | 0 | 0 | 0 | 0 | 0 | 0 | WC cubicle
D5WC.12 | 0 | 0 | 0 | 0 | 0 | 0 | 0 | 0 | 0 | 0 | 0 | 0 | WC cubicle
D5WC.13 | 0 | 0 | 0 | 0 | 0 | 0 | 0 | 0 | 0 | 0 | 0 | 0 | WC cubicle
D5WC.14 | 0 | 0 | 0 | 0 | 0 | 0 | 0 | 0 | 0 | 0 | 0 | 0 | WC cubicle
EX-D5.01 | (External) | 0 | 0 | 0 | 0 | 0 | 0 | 0 | 0 | 0 | 0 | 0 | By others
EX-D5.02 | (External) | 0 | 0 | 0 | 0 | 0 | 0 | 0 | 0 | 0 | 0 | 0 | By others
EX-D5.03 | (External) | 0 | 0 | 0 | 0 | 0 | 0 | 0 | 0 | 0 | 0 | 0 | By others
EX-D5.04 | (External) | 0 | 0 | 0 | 0 | 0 | 0 | 0 | 0 | 0 | 0 | 0 | By others
EX-D5.05 | (External) | 0 | 0 | 0 | 0 | 0 | 0 | 0 | 0 | 0 | 0 | 0 | By others
EX-D5.06 | (External) | 0 | 0 | 0 | 0 | 0 | 0 | 0 | 0 | 0 | 0 | 0 | By others
EX-D6.01 | (External) | 0 | 0 | 0 | 0 | 0 | 0 | 0 | 0 | 0 | 0 | 0 | By others
EX-D6.02 | (External) | 0 | 0 | 0 | 0 | 0 | 0 | 0 | 0 | 0 | 0 | 0 | By others
EX-D6.03 | (External) | 0 | 0 | 0 | 0 | 0 | 0 | 0 | 0 | 0 | 0 | 0 | By others
EX-D6.04 | (External) | 0 | 0 | 0 | 0 | 0 | 0 | 0 | 0 | 0 | 0 | 0 | By others
EX-D6.05 | (External) | 0 | 0 | 0 | 0 | 0 | 0 | 0 | 0 | 0 | 0 | 0 | By others
EX-D6.06 | (External) | 0 | 0 | 0 | 0 | 0 | 0 | 0 | 0 | 0 | 0 | 0 | By others
328439.64

## JMS
1069_25 Cannon Street - Door Schedule
Job Name | 25 CANNON STREET |  |  | Job No.
Date | Revision | Reason for Issue |  | Notes |  |  | Key:
18/04/2019 05/06/2019 14/06/2019 30/07/2019 | Draft T1 T2 T3 | For Information Stage 4 Issue Stage 4 Issue Revised Stage 4 Issue Revised |  | Refer to NBS L20 and DD & DT Series drawings. See 3v Schedule for Ironmongery. Revisions since last issue indicated in red text |  |  |  | Timber veneer finish Painted finish Risers / concealed frame Shower Room doors Glazed doors WC Cubicle doors External doors
Studio 4.04, The Tea Building 56 Shoreditch High Street, London E1 6JJ Tel: 020 7033 9913 www.buckleygrayyeoman.com
DOOR NO. | DOOR TYPE | LOCATION | STRUCTURAL OPENING W x H (mm) (Frame sizes where noted for external doors. Sizes for door frame only) | THICKNESS (mm) | SINGLE DOOR, UNLESS NOTED "D" | FRAME FINISH | LEAF FINISH | VISION PANEL | FIRE RATING | ACCESS CONTROL SYSTEM | NOTES | Frame cost | JMS Notes
DB.01 | A3 | Basement Central Corridor. | 1010 x 2300 |  | D | Timber Veneer | Timber Veneer | VP | FD60s | AC |  | 564.55 | A.B.Walnut Ex 150mm X 50mm with lose stop
DB.02 | A3 | Lift Lobby to Security Room. | 1010 x 2300 |  |  | Timber Veneer | Timber Veneer |  | FD60s |  |  | 564.55 | A.B.Walnut Ex 150mm X 50mm with lose stop
DB.03 | A1 | Lift Lobby to Stair 2 | 1233 x 2300 |  |  | Timber Veneer | Timber Veneer | VP |  |  |  | 543.53 | A.B.Walnut Ex 150mm X 50mm with lose stop
DB.04 | A1 | BOH Corridor to Lift Lobby | 1130 x 2300 |  |  | Timber Veneer | Timber Veneer | VP | FD60s |  |  | 571.56 | A.B.Walnut Ex 150mm X 50mm with lose stop
DB.05 | B1 | Irrigation Room Lobby | 895 x 2300 |  |  | Painted Finish | Painted Finish |  |  |  |  | 196.15 | HWD Ex 150mm X 50mm with lose stop
DB.06 | B1 | Irrigation Room | 895 x 2300 |  |  | Painted Finish | Painted Finish |  |  |  |  | 196.15 | HWD Ex 150mm X 50mm with lose stop
DB.07 | B1 | Water Cylinder Room | 895 x 2300 |  |  | Painted Finish | Painted Finish |  |  |  |  | 196.15 | HWD Ex 150mm X 50mm with lose stop
DB.08 | B5 | Bin Storage to Lobby | 1665 x 2300 |  | D | Painted Finish | Painted Finish | VP | FD60s |  |  | 279.19 | HWD Ex 150mm X 50mm with lose stop
DB.09 | B5 | Goopds Lift Lobby to BOH | 2020x 2300 |  | D | Painted Finish | Painted Finish | VP |  |  |  | 217.36 | HWD Ex 150mm X 50mm with lose stop
DB.10 | B5 | BOH to Bicycle Store | 2020 x 2300 |  | D | Painted Finish | Painted Finish | VP |  | AC |  | 217.36 | HWD Ex 150mm X 50mm with lose stop
DB.11 | B1 | Comms Intake Room | 1060 x 2300 |  |  | Painted Finish | Painted Finish |  | FD60s |  |  | 265.86 | HWD Ex 150mm X 50mm with lose stop
DB.12 | B2 | Ventilation Room | 2020 x 2300 |  | D | Painted Finish | Painted Finish |  | FD60s |  |  | 290.24 | HWD Ex 150mm X 50mm with lose stop
DB.13 | B1 | Plant Room | 1060 x 2300 |  |  | Painted Finish | Painted Finish |  | FD60s |  |  | 265.86 | HWD Ex 150mm X 50mm with lose stop
DB.14 | B5 | Bicycle Lift Lobby to Corridor | 2020 x 2300 |  | D | Painted Finish | Painted Finish | VP | FD60s |  |  | 290.24 | HWD Ex 150mm X 50mm with lose stop
DB.15 | B2 | Comms Intake Room | 1060 x 2300 |  |  | Painted Finish | Painted Finish |  | FD60s |  |  | 264.66 | HWD Ex 150mm X 50mm with lose stop
DB.16 | B2 | Future Tenant's Room | 2020 x 2300 |  | D | Painted Finish | Painted Finish |  | FD60s |  |  | 290.24 | HWD Ex 150mm X 50mm with lose stop
DB.17 | B2 | Water Tank Room | 2020 x 2300 |  | D | Painted Finish | Painted Finish |  | FD60s |  |  | 290.24 | HWD Ex 150mm X 50mm with lose stop
DB.18 | B1 | Store Room | 910 x 2300 |  |  | Painted Finish | Painted Finish |  |  |  |  | 196.44 | HWD Ex 150mm X 50mm with lose stop
DB.19 | B5 | BOH Corridor | 2020 x 2300 |  | D | Painted Finish | Painted Finish | VP |  |  |  | 217.36 | HWD Ex 150mm X 50mm with lose stop
DB.20 | OMITTED
DB.21 | B2 | Sprinkler Room | 2020 x 2300 |  | D | Painted Finish | Painted Finish |  | FD60s |  |  | 290.24 | HWD Ex 150mm X 50mm with lose stop
DB.22 | B2 | Chillers Room | 2020 x 2300 |  | D | Painted Finish | Painted Finish |  | FD60s |  |  | 290.24 | HWD Ex 150mm X 50mm with lose stop
DB.23 | B1 | LS Switch Room | 1060 x 2300 |  |  | Painted Finish | Painted Finish |  | FD60s |  |  | 265.86 | HWD Ex 150mm X 50mm with lose stop
DB.24 | B2 | Tenant's Future LV Room | 2020 x 2300 |  | D | Painted Finish | Painted Finish |  | FD60s |  |  | 290.24 | HWD Ex 150mm X 50mm with lose stop
DB.25 | B2 | Life Safety Generator | 2020 x 2300 |  | D | Painted Finish | Painted Finish |  | FD60s |  |  | 290.24 | HWD Ex 150mm X 50mm with lose stop
DB.26 | B1 | Bulk Fuel Oil Store | 1060 x 2300 |  |  | Painted Finish | Painted Finish |  | FD60s |  |  | 265.86 | HWD Ex 150mm X 50mm with lose stop
DB.27 | B2 | LV Package Substation | 2020 x 2300 |  | D | Painted Finish | Painted Finish |  | FD60s |  |  | 290.24 | HWD Ex 150mm X 50mm with lose stop
DB.28 | B1 | Fire Escape Corridor, South | 1010 x 2300 |  |  | Painted Finish | Painted Finish | VP | FD60s |  |  | 263.46 | HWD Ex 150mm X 50mm with lose stop
DB.29 | A3 | Fire Escape Corridor, North | 1010 x 2300 |  |  | Timber Veneer | Timber Veneer | VP | FD60s |  |  | 564.55 | A.B.Walnut Ex 150mm X 50mm with lose stop
DB.30 | A2 | Corridor to EOT Area | 2020 x 2300 |  | D | Timber Veneer | Timber Veneer | VP | FD60s | AC |  | 623.53 | A.B.Walnut Ex 150mm X 50mm with lose stop
DB.31 | A5 | Accessible Shower Room | 1060 x 2300 |  |  | Timber Veneer | Timber Veneer |  | FD60s |  |  | 567.47 | A.B.Walnut Ex 150mm X 50mm with lose stop
DB.32 | A1 | Drying Room 2 | 1010 x 2300 |  |  | Timber Veneer | Timber Veneer |  |  |  |  | 530.5 | A.B.Walnut Ex 150mm X 50mm with lose stop
DB.33 | A1 | Male Changing Entrance | 910 x 2300 |  |  | Timber Veneer | Timber Veneer | VP | FD60s |  |  | 558.71 | A.B.Walnut Ex 150mm X 50mm with lose stop
DB.34 | A1 | Drying Room 1 | 1010 x 2300 |  |  | Timber Veneer | Timber Veneer |  | FD60s |  |  | 564.55 | A.B.Walnut Ex 150mm X 50mm with lose stop
DB.35 | A1 | Female Changing Entrance | 910 x 2300 |  |  | Timber Veneer | Timber Veneer | VP | FD60s |  |  | 558.71 | A.B.Walnut Ex 150mm X 50mm with lose stop
DB.36 | A1 | Lobby to Female Changing | 910 x 2300 |  |  | Timber Veneer | Timber Veneer |  |  |  |  | 524.66 | A.B.Walnut Ex 150mm X 50mm with lose stop
DB.37 | A3 | Female WC | 820 x 2300 |  |  | Timber Veneer | Timber Veneer |  |  |  |  | 519.41 | A.B.Walnut Ex 150mm X 50mm with lose stop
DB.38 | A3 | Female WC | 820 x 2300 |  |  | Timber Veneer | Timber Veneer |  |  |  |  | 519.41 | A.B.Walnut Ex 150mm X 50mm with lose stop
DB.39 | F | Shower, Female | See drawing DD_13 |  |  | Timber Veneer | Timber Veneer |  |  |  |  | 0 | By Others
DB.40 | F | Shower, Female | See drawing DD_13 |  |  | Timber Veneer | Timber Veneer |  |  |  |  | 0 | By Others
DB.41 | F | Shower, Female | See drawing DD_13 |  |  | Timber Veneer | Timber Veneer |  |  |  |  | 0 | By Others
DB.42 | F | Shower, Female | See drawing DD_13 |  |  | Timber Veneer | Timber Veneer |  |  |  |  | 0 | By Others
DB.43 | F | Shower, Female | See drawing DD_13 |  |  | Timber Veneer | Timber Veneer |  |  |  |  | 0 | By Others
DB.44 | F | Shower, Female | See drawing DD_13 |  |  | Timber Veneer | Timber Veneer |  |  |  |  | 0 | By Others
DB.45 | F | Shower, Female | See drawing DD_13 |  |  | Timber Veneer | Timber Veneer |  |  |  |  | 0 | By Others
DB.46 | F | Shower, Female | See drawing DD_13 |  |  | Timber Veneer | Timber Veneer |  |  |  |  | 0 | By Others
DB.47 | F | Shower, Female | See drawing DD_13 |  |  | Timber Veneer | Timber Veneer |  |  |  |  | 0 | By Others
DB.48 | F | Shower, Female | See drawing DD_13 |  |  | Timber Veneer | Timber Veneer |  |  |  |  | 0 | By Others
DB.49 | F | Shower, Female | See drawing DD_13 |  |  | Timber Veneer | Timber Veneer |  |  |  |  | 0 | By Others
DB.50 | A1 | Lobby to Male Changing | 910 x 2300 |  |  | Timber Veneer | Timber Veneer |  |  |  |  | 524.66 | A.B.Walnut Ex 150mm X 50mm with lose stop
DB.51 | A4 | Store Room | 950 x 2300 |  | D | Timber Veneer | Timber Veneer |  |  |  |  | 527 | A.B.Walnut Ex 150mm X 50mm with lose stop
DB.52 | A3 | Male WC | 820 x 2300 |  |  | Timber Veneer | Timber Veneer |  |  |  |  | 519.41 | A.B.Walnut Ex 150mm X 50mm with lose stop
DB.53 | A3 | Male WC | 820 x 2300 |  |  | Timber Veneer | Timber Veneer |  |  |  |  | 519.41 | A.B.Walnut Ex 150mm X 50mm with lose stop
DB.54 | F | Shower, Male | See drawing DD_13 |  |  | Timber Veneer | Timber Veneer |  |  |  |  | 0 | By Others
DB.55 | F | Shower, Male | See drawing DD_13 |  |  | Timber Veneer | Timber Veneer |  |  |  |  | 0 | By Others
DB.56 | F | Shower, Male | See drawing DD_13 |  |  | Timber Veneer | Timber Veneer |  |  |  |  | 0 | By Others
DB.57 | F | Shower, Male | See drawing DD_13 |  |  | Timber Veneer | Timber Veneer |  |  |  |  | 0 | By Others
DB.58 | F | Shower, Male | See drawing DD_13 |  |  | Timber Veneer | Timber Veneer |  |  |  |  | 0 | By Others
DB.59 | OMITTED
DB.60 | F | Shower, Male | See drawing DD_13 |  |  | Timber Veneer | Timber Veneer |  |  |  |  | 0 | By Others
DB.61 | F | Shower, Male | See drawing DD_13 |  |  | Timber Veneer | Timber Veneer |  |  |  |  | 0 | By Others
DB.62 | F | Shower, Male | See drawing DD_13 |  |  | Timber Veneer | Timber Veneer |  |  |  |  | 0 | By Others
DB.63 | F | Shower, Male | See drawing DD_13 |  |  | Timber Veneer | Timber Veneer |  |  |  |  | 0 | By Others
DB.64 | F | Shower, Male | See drawing DD_13 |  |  | Timber Veneer | Timber Veneer |  |  |  |  | 0 | By Others
DB.65 | F | Shower, Male | See drawing DD_13 |  |  | Timber Veneer | Timber Veneer |  |  |  |  | 0 | By Others
DB.66 | F | Shower, Male | See drawing DD_13 |  |  | Timber Veneer | Timber Veneer |  |  |  |  | 0 | By Others
DB.67 | A2 | Central Corridor | 1860 x 2300 |  | D | Timber Veneer | Timber Veneer | VP | FD60s | AC |  | 614.19 | A.B.Walnut Ex 150mm X 50mm with lose stop
DB.68 | A2 | Corridor to Stair | 2020 x 2300 |  | D | Timber Veneer | Timber Veneer | VP | FD60s | AC |  | 623.53 | A.B.Walnut Ex 150mm X 50mm with lose stop
DB.69 | A3 | Storage | 1060 x 2300 |  |  | Timber Veneer | Timber Veneer |  | FD60s |  |  | 567.47 | A.B.Walnut Ex 150mm X 50mm with lose stop
DB.70 | A1 | Unit to UKPN Corridor | 1010 x 2300 |  |  | Timber Veneer | Timber Veneer | VP |  |  |  | 530.5 | A.B.Walnut Ex 150mm X 50mm with lose stop
DB.71 | UKPN Spec | UKPN SubStation to Corridor | As per existing opening | UKPN Spec |  | UKPN Spec | UKPN Spec |  | UKPN Spec |  |  | 0 | By Others
DB.72 | UKPN Spec | UKPN SubStation to Corridor | As per existing opening | UKPN Spec |  | UKPN Spec | UKPN Spec |  | UKPN Spec |  |  | 0 | By Others
DB.73 | A3 | External Ventilation Riser | 970 x 2300 |  |  | Timber Veneer | Timber Veneer |  |  |  |  | 528.17 | A.B.Walnut Ex 150mm X 50mm with lose stop
DB.74 | G | Dry Riser Cupb'd, BOH Lobby | 628mm X 1123mm | 44 |  | Timber Veneer | Timber Veneer |  |  |  | See drawing DD_14. | 198.28 | HWD Ex 150mm X 50mm with lose stop
EX-DB.01 | (External) | UKPN Corridor | Ex. frame app. 935 x 2160 | (External door) |  | TBC | TBC |  |  |  |  | 0 | By Others
EX-DB.02 | (External) | External Stair | Frame approx 895 x 2160 | (External door) |  | TBC | TBC |  |  |  |  | 0 | By Others
DG.01 | E2 | Reception to A1/B1 Unit | See drawing DD_11. | (Glazed door) |  | PPC Metal Frame | Glazed Door |  | FD30s |  | See drawing DD_11. | 0 | By Others
DG.02 | A1 | Lift Lobby to BOH Lobby | See drawing DD_17. | 54 |  | Bronze SS (to front) | Bronze SS (to front) | VP | FD60s | AC | See drawing DD_17. (Also RE_34 & 35). | 1096.52. | A.B.Walnut Ex 200mm X 63mm Might be fire certification issues
DG.03 | A1 | Lift Lobby to Store | See drawing DD_17. | 54 |  | Bronze SS (to front) | Bronze SS (to front) |  | FD30s |  | See drawing DD_17. (Also RE_34 & 35). | 1079.49 | A.B.Walnut Ex 200mm X 63mm Might be fire certification issues
DG.04 | A1 | A1/B1 Unit to WC Lobby | 1233 x 2300 | 44 |  | Timber Veneer | Timber Veneer | VP |  |  |  | 543.53 | A.B.Walnut Ex 150mm X 50mm with lose stop
DG.05 | D2 | Riser to A1/B1 Unit | 1110 x 2000 | 54 | D | Factory-Painted Finish | Factory-Painted Finish |  | FD30s |  | See drawing DD_06. | 0 | By Others
DG.06 | D2 | Riser to A1/B1 Unit | 1110 x 2000 | 54 | D | Factory-Painted Finish | Factory-Painted Finish |  | FD30s |  | See drawing DD_06. | 0 | By Others
DG.07 | D2 | Riser to A1/B1 Unit | 1110 x 2000 | 54 | D | Factory-Painted Finish | Factory-Painted Finish |  | FD30s |  | See drawing DD_06. | 0 | By Others
DG.08 | A5 | Disabled WC | 1110 x 2300 | 44 |  | Timber Veneer | Timber Veneer |  |  |  |  | 536.34 | A.B.Walnut Ex 150mm X 50mm with lose stop
DG.09 | A1 | WC Lobby to WCs | 1010 x 2300 | 44 |  | Timber Veneer | Timber Veneer |  |  |  |  | 530.5 | A.B.Walnut Ex 150mm X 50mm with lose stop
DG.10 | A1 | WC Lobby to WCs | 1010 x 2300 | 44 |  | Timber Veneer | Timber Veneer |  |  |  |  | 530.5 | A.B.Walnut Ex 150mm X 50mm with lose stop
DG.11 | D2 | Riser to WCs | 1110 x 2000 | 44 | D | Factory-Painted Finish | Factory-Painted Finish |  | FD30s |  | See drawing DD_06. | 0 | By Others
DG.12 | D2 | Riser to WCs | 1000 x 2000 | 44 | D | Factory-Painted Finish | Factory-Painted Finish |  |  |  | See drawing DD_06. | 0 | By Others
DG.13 | A1 | A1/B1 Unit to Bike Lift Lobby | 1110 x 2300 | 54 |  | Timber Veneer | Timber Veneer | VP | FD30s |  |  | 553.37 | A.B.Walnut Ex 150mm X 50mm with lose stop
DG.14 | B1 | Service Yard to Bike Lift Lobby | 1110 x 2300 | 54 |  | Painted Finish | Painted Finish | VP | FD30s | AC | Additional protection required to door in Service Yard. | 217.23 | HWD Ex 150mm X 50mm with lose stop
DG.15 | B5 | Service Yard to Goods Lift Lobby | 1710 x 2300 | 54 | D | Painted Finish | Painted Finish | VP | FD60s |  | Additional protection required to door. Double swing door. See drawing DD_05. | 280.27 | HWD Ex 150mm X 50mm with lose stop
DG.16 | B1 | Service Yard to BOH Corridor | 1110 x 2300 | 54 |  | Painted Finish | Painted Finish | VP | FD60s |  | Additional protection required to door in Service Yard. | 234.25 | HWD Ex 150mm X 50mm with lose stop
DG.17 | B1 | BOH Lobby to BOH Corridor | 910 x 2300 | 54 |  | Painted Finish | Painted Finish | VP | FD30s |  |  | 213.46 | HWD Ex 150mm X 50mm with lose stop
DG.18 | A1 | A1/A3/B1 Unit to BOH Lobby | 910 x 2300 | 54 |  | Timber Veneer | Timber Veneer | VP | FD60s |  |  | 558.71 | A.B.Walnut Ex 150mm X 50mm with lose stop
DG.19 | D2 | Riser to A1/A3/B1 Unit | 1110 x 2000 | 54 | D | Factory-Painted Finish | Factory-Painted Finish |  | FD30s |  | See drawing DD_06. | 0 | By Others
DG.20 | D2 | Riser to A1/A3/B1 Unit | 1000 x 2000 | 54 | D | Factory-Painted Finish | Factory-Painted Finish |  | FD30s |  | See drawing DD_06. | 0 | By Others
DG.21 | A1 | BOH Lobby to A1/A3/B1 Unit | 1110 x 2300 | 54 |  | Timber Veneer | Timber Veneer | VP | FD60s |  |  | 570.39 | A.B.Walnut Ex 150mm X 50mm with lose stop
DG.22 | G | Dry Riser Cupb'd, BOH Lobby | 628mm X 1123mm | 44 |  | Timber Veneer | Timber Veneer |  |  |  | See drawing DD_14. | 198.28 | HWD Ex 150mm X 50mm with lose stop
DG.23 | D2 | Riser to BOH Lobby | 1110 x 2000 | 54 | D | Factory-Painted Finish | Factory-Painted Finish |  | FD60s |  | See drawing DD_06. | 0 | By Others
DG.24 | D2 | Riser to BOH Lobby | 1110 x 2000 | 54 | D | Factory-Painted Finish | Factory-Painted Finish |  | FD60s |  | See drawing DD_06. | 0 | By Others
DG.25 | D2 | Riser to BOH Lobby | 1110 x 2000 | 54 | D | Factory-Painted Finish | Factory-Painted Finish |  | FD60s |  | See drawing DD_06. | 0 | By Others
DG.26 | D2 | Riser to BOH Lobby | 1110 x 2000 | 54 | D | Factory-Painted Finish | Factory-Painted Finish |  | FD60s |  | See drawing DD_06. | 0 | By Others
DG.27 | B1 | Staircase 2 to BOH Lobby | 1233 x 2300 | 44 |  | Painted Finish | Painted Finish | VP | FD30s |  |  | 219.55 | HWD Ex 150mm X 50mm with lose stop
DG.28 | H | Smoke Extract AOV | 628mm X 1308mm | 54 |  | Timber Veneer | Timber Veneer |  | FD60s |  | See drawing DD_15. | 257.52 | HWD Ex 150mm X 50mm with lose stop
DG.29 | B1 | BOH Lobby to Service Corridor | 1110 x 2300 | 54 |  | Painted Finish | Painted Finish | VP | FD60s | AC |  | 234.25 | HWD Ex 150mm X 50mm with lose stop
DG.30 | B1 | Service Corridor to BOH Room | 910 x 2300 | 44 |  | Painted Finish | Painted Finish | VP |  |  |  | 196.44 | HWD Ex 150mm X 50mm with lose stop
DG.31 | D2 | Store in BOH Room | 1110 x 2000 | 44 | D | Factory-Painted Finish | Factory-Painted Finish |  |  |  | See drawing DD_06. | 0 | By Others
DG.32 | A1 | Café to BOH Room | 1010 x 2300 | 44 |  | Timber Veneer | Timber Veneer | VP |  |  |  | 530.5 | A.B.Walnut Ex 150mm X 50mm with lose stop
DG.33 | A1 | Café to WC Lobby | 1010 x 2300 | 44 |  | Timber Veneer | Timber Veneer |  |  |  |  | 530.5 | A.B.Walnut Ex 150mm X 50mm with lose stop
DG.34 | D2 | Cupboard in WC Lobby | 670 x 2000 | 44 |  | Factory-Painted Finish | Factory-Painted Finish |  |  |  | See drawing DD_06. | 0 | By Others
DG.35 | D2 | Cupboard in Disabled WC | 1110 x 2000 | 44 | D | Factory-Painted Finish | Factory-Painted Finish |  |  |  | See drawing DD_06. | 0 | By Others
DG.36 | A1 | Disabled WC | 1010 x 2300 | 44 |  | Timber Veneer | Timber Veneer |  |  |  |  | 530.5 | A.B.Walnut Ex 150mm X 50mm with lose stop
DG.37 | A1 | Cafe WC | 910 x 2300 | 44 |  | Timber Veneer | Timber Veneer |  |  |  |  | 524.66 | A.B.Walnut Ex 150mm X 50mm with lose stop
DG.38 | (Screen) | Café Screen | See drawing RE_32. | x | Sliding | PPC Metal Frame | Glazed panel |  |  |  | See drawing RE_32. | 0 | By Others
DG.39 | (Screen) | Café Screen | See drawing RE_32. | x | Sliding | PPC Metal Frame | Glazed panel |  |  |  | See drawing RE_32. | 0 | By Others
DG.40 | (Screen) | Café Screen | See drawing RE_32. | x | Sliding | PPC Metal Frame | Glazed panel |  |  |  | See drawing RE_32. | 0 | By Others
DG.41 | (Screen) | Café Screen | See drawing RE_32. | x | Sliding | PPC Metal Frame | Glazed panel |  |  |  | See drawing RE_32. | 0 | By Others
DG.42 | (Special) | Store behind Reception Desk | See drawing RE_23. | N/A |  | To match wall panelling | To match wall panelling |  |  |  | See drawing RE_23. | 0 | By Others
DG.43 | D1 | Front Entrance, Services Void | 670 x TBC | 44 |  | Factory-Painted Finish | Factory-Painted Finish |  |  |  | See drawing DD_06. Also RE_13 | 0 | By Others
DG.44 | D1 | Front Entrance, Services Void | 670 x TBC | 44 |  | Factory-Painted Finish | Factory-Painted Finish |  |  |  | See drawing DD_06. Also RE_13 | 0 | By Others
DGWC.01 | n/a | WC Cubicle | WC Cubicle System |  |  | To match timber veneer | To match timber veneer |  |  |  |  | 0 | By Others
DGWC.02 | n/a | WC Cubicle | WC Cubicle System |  |  | To match timber veneer | To match timber veneer |  |  |  |  | 0 | By Others
DGWC.03 | n/a | WC Cubicle | WC Cubicle System |  |  | To match timber veneer | To match timber veneer |  |  |  |  | 0 | By Others
DGWC.04 | n/a | WC Cubicle | WC Cubicle System |  |  | To match timber veneer | To match timber veneer |  |  |  |  | 0 | By Others
DGWC.05 | n/a | WC Cubicle | WC Cubicle System |  |  | To match timber veneer | To match timber veneer |  |  |  |  | 0 | By Others
DGWC.06 | n/a | WC Cubicle | WC Cubicle System |  |  | To match timber veneer | To match timber veneer |  |  |  |  | 0 | By Others
EX-DG.01 | (External) | Main Entrance, Revolving Doors | Approx 2200 x 2900 | (External door) | N/A | Metal Frame | Glazed Door |  |  | AC | See drawings FA_12 & 13 | 0 | By Others
EX-DG.02 | (External) | Main Entrance, Pass Door | Frame approx 1240 x 2900 | (External door) |  | Metal Frame | Glazed Door |  |  | AC | See drawings FA_12 & 13 | 0 | By Others
EX-DG.03 | (External) | Main Entrance, Pass Door | Frame approx 1240 x 2900 | (External door) |  | Metal Frame | Glazed Door |  |  | AC | See drawings FA_12 & 13 | 0 | By Others
EX-DG.04 | (External) | Garden, A1/B1 Unit | Frame approx 1750 x 2700 | (External door) | D | Metal Frame | Glazed Door |  |  |  |  | 0 | By Others
EX-DG.05 | (External) | Cannon Street, A1/B1 Unit | Frame approx 2090 x 2700 | (External door) | D | Metal Frame | Glazed Door |  |  |  |  | 0 | By Others
EX-DG.06 | (External) | Garden, A1 Unit | Frame approx 1770 x 2250 | (External door) | D | Metal Frame | Glazed Door |  |  |  | See drawings FA_20 & 21 | 0 | By Others
EX-DG.07 | (External) | Watling Street, A1 Unit | Frame approx 2190 x 2190 | (External door) | D | Metal Frame | Glazed Door |  |  |  | See drawing FA_22 | 0 | By Others
EX-DG.08 | (External) | Watling Street, A1/A3/B1 Unit | Frame approx 2645 x 2190 | (External door) | D | Metal Frame | Glazed Door |  |  |  | See drawing FA_23 | 0 | By Others
EX-DG.09 | (External) | Watling Street, A1/A3/B1 Unit | Frame approx 2550 x 2470 | (External door) | D | Metal Frame | Glazed Door |  |  |  |  | 0 | By Others
EX-DG.10 | (External) | Bread Street, BOH Lobby | Frame approx 2015 x 3475 | (External door) | D | Metal Frame | Metal Door |  |  | AC | See drawings FA_25 & 26 | 0 | By Others
EX-DG.11 | (External) | Bread Street, Service Yard | Frame approx 3955 x 3620 | (External door) | D | Metal Frame | Metal Door |  |  | AC | See drawings FA_27 & 28 | 0 | By Others
EX-DG.12 | (External) | Bread Street, Cycle Entrance | Frame approx 1550 x 3880 | (External door) |  | Metal Frame | Glazed Door |  |  | AC | See drawing FA_29 | 0 | By Others
D1.01 | E1 | Lift Lobby to Office | See drawing DD_10 | (Glazed door) | D | PPC Metal Frame | Glazed Door |  | FD30s | AC | See drawing DD_10. | 0 | By Others
D1.02 | E1 | Lift Lobby to Office | See drawing DD_10 | (Glazed door) | D | PPC Metal Frame | Glazed Door |  | FD30s | AC | See drawing DD_10. | 0 | By Others
D1.03 | D2 | Riser to Office, North Side | 1110 x 2000 | 54 | D | Factory-Painted Finish, White | Factory-Painted Finish, White |  | FD30s |  | See drawing DD_06. | 0 | By Others
D1.04 | D2 | Riser to Office, North Side | 1110 x 2000 | 54 | D | Factory-Painted Finish, White | Factory-Painted Finish, White |  | FD30s |  | See drawing DD_06. | 0 | By Others
D1.05 | D2 | Riser to Office, North Side | 1110 x 2000 | 54 | D | Factory-Painted Finish, White | Factory-Painted Finish, White |  | FD30s |  | See drawing DD_06. | 0 | By Others
D1.06 | D2 | Riser to Office, North Side | 1110 x 2000 | 54 | D | Factory-Painted Finish, White | Factory-Painted Finish, White |  | FD30s |  | See drawing DD_06. | 0 | By Others
D1.07 | D2 | Riser to Office, South Side | 1110 x 2000 | 54 | D | Factory-Painted Finish, White | Factory-Painted Finish, White |  | FD30s |  | See drawing DD_06. | 0 | By Others
D1.08 | D2 | Riser to Office, South Side | 1110 x 2000 | 54 | D | Factory-Painted Finish, White | Factory-Painted Finish, White |  | FD30s |  | See drawing DD_06. | 0 | By Others
D1.09 | D2 | Riser to Office, South Side | 1110 x 2000 | 54 | D | Factory-Painted Finish, White | Factory-Painted Finish, White |  | FD30s |  | See drawing DD_06. | 0 | By Others
D1.10 | D2 | Riser to Lift Lobby | 1110 x 2000 | 54 | D | Factory-Painted Finish, White | Factory-Painted Finish, White |  | FD30s |  | See drawing DD_06. (Also CO_30). | 0 | By Others
D1.11 | D2 | Riser to Lift Lobby | 1110 x 2000 | 54 | D | Factory-Painted Finish, White | Factory-Painted Finish, White |  | FD30s |  | See drawing DD_06. (Also CO_30). | 0 | By Others
D1.12 | D2 | Riser to Lift Lobby | 1110 x 2000 | 54 | D | Factory-Painted Finish, White | Factory-Painted Finish, White |  | FD30s |  | See drawing DD_06. (Also CO_30). | 0 | By Others
D1.13 | A7 | Lift Lobby to WC Lobby | 1233 x 2700 | 54 |  | Timber Veneer | Timber Veneer | VP | FD60s |  | Door with over-panel. See drawing DD_03. (Also CO_30 & 31). | 694.55 | A.B.Walnut Ex 175mm X 50mm with lose stop.
D1.14 | H | Smoke Extract AOV | 628mm X 1308mm | 54 |  | Timber Veneer | Timber Veneer |  | FD30s |  | See drawing DD_15. (Also CO_31). | 220.27 | HWD Ex 150mm X 50mm with lose stop
D1.15 | A8 | Disabled WC | 1110 x 2700 | 44 |  | Timber Veneer | Timber Veneer |  |  |  | Door with over-panel. See drawing DD_03. (Also CO_31). | 626.66 | A.B.Walnut Ex 175mm X 50mm with lose stop.
D1.16 | A7 | Staircase 2 | 1233 x 2700 | 54 |  | Timber Veneer | Timber Veneer | VP | FD30s | AC | Door with over-panel. See drawing DD_03. (Also CO_31). | 658.63 | A.B.Walnut Ex 175mm X 50mm with lose stop.
D1.17 | A7 | WC, Male | 1110 x 2700 | 54 |  | Timber Veneer | Timber Veneer |  | FD60s |  | Door with over-panel. See drawing DD_03. (Also CO_31). | 667.61 | A.B.Walnut Ex 175mm X 50mm with lose stop.
D1.18 | G | Dry Riser Cupboard | 628mm X 1123mm | 54 |  | Timber Veneer | Timber Veneer |  |  |  | See drawing DD_14. (Also CO_31). | 198.28 | HWD Ex 150mm X 50mm with lose stop
D1.19 | D2 | Riser to WC, Male | 1110 x 2000 | 54 | D | Factory-Painted Finish, White | Factory-Painted Finish, White |  | FD30 |  | See drawing DD_06. | 0 | By Others
D1.20 | A7 | Lift Lobby to WC Lobby | 1010 x 2700 | 44 |  | Timber Veneer | Timber Veneer | VP |  |  | Door with over-panel. See drawing DD_03. (Also CO_30 & 32). | 626.66 | A.B.Walnut Ex 175mm X 50mm with lose stop.
D1.21 | A4 | Cleaner's Store to WC Lobby | 1100 x 2300 | 54 | D | Timber Veneer | Timber Veneer |  | FD30s |  | See drawing DD_02. (Also CO_32). | 550.45 | A.B.Walnut Ex 150mm X 50mm with lose stop
D1.22 | A4 | Cleaner's Store to WC Lobby | 1100 x 2300 | 54 | D | Timber Veneer | Timber Veneer |  | FD30s |  | See drawing DD_02. (Also CO_32). | 550.45 | A.B.Walnut Ex 150mm X 50mm with lose stop
D1.23 | A7 | WC, Female | 1010 x 2700 | 44 |  | Timber Veneer | Timber Veneer |  |  |  | Door with over-panel. See drawing DD_03. (Also CO_32). | 626.66 | A.B.Walnut Ex 175mm X 50mm with lose stop.
D1.24 | D2 | Riser to WC, Female | 1110 x 2000 | 54 | D | Factory-Painted Finish, White | Factory-Painted Finish, White |  | FD30s |  | See drawing DD_06. | 0 | By Others
D1.25 | D2 | Riser to WC, Female | 1000 x 2000 | 54 | D | Factory-Painted Finish, White | Factory-Painted Finish, White |  |  |  | See drawing DD_06. | 0 | By Others
D1.26 | A7 | Lift Lobby to Stair 1 Lobby | 1233 x 2700 | 54 |  | Timber Veneer | Timber Veneer | VP | FD30s |  | Door with over-panel. See drawing DD_03. (Also CO_32). | 658.63 | A.B.Walnut Ex 175mm X 50mm with lose stop.
D1.27 | G | Dry Riser Cupboard | 628mm X 1123mm | 54 |  | Timber Veneer | Timber Veneer |  |  |  | See drawing DD_14. (Also CO_32). | 198.28 | HWD Ex 150mm X 50mm with lose stop
D1.28 | H | Smoke Extract AOV | 628mm X 1308mm | 54 |  | Timber Veneer | Timber Veneer |  | FD30s |  | See drawing DD_15. (Also CO_32). | 220.27 | HWD Ex 150mm X 50mm with lose stop
D1.29 | A7 | Staircase 1 | 1233 x 2700 | 54 |  | Timber Veneer | Timber Veneer | VP | FD30s | AC | Door with over-panel. See drawing DD_03. (Also CO_32). | 658.63 | A.B.Walnut Ex 175mm X 50mm with lose stop.
D1WC.01 | n/a | WC Cubicle | WC Cubicle System |  |  | To match timber veneer | To match timber veneer |  |  |  |  | 0 | By Others
D1WC.02 | n/a | WC Cubicle | WC Cubicle System |  |  | To match timber veneer | To match timber veneer |  |  |  |  | 0 | By Others
D1WC.03 | n/a | WC Cubicle | WC Cubicle System |  |  | To match timber veneer | To match timber veneer |  |  |  |  | 0 | By Others
D1WC.04 | n/a | WC Cubicle | WC Cubicle System |  |  | To match timber veneer | To match timber veneer |  |  |  |  | 0 | By Others
D1WC.05 | n/a | WC Cubicle | WC Cubicle System |  |  | To match timber veneer | To match timber veneer |  |  |  |  | 0 | By Others
D1WC.06 | n/a | WC Cubicle | WC Cubicle System |  |  | To match timber veneer | To match timber veneer |  |  |  |  | 0 | By Others
D1WC.07 | n/a | WC Cubicle | WC Cubicle System |  |  | To match timber veneer | To match timber veneer |  |  |  |  | 0 | By Others
D1WC.08 | n/a | WC Cubicle | WC Cubicle System |  |  | To match timber veneer | To match timber veneer |  |  |  |  | 0 | By Others
D1WC.09 | n/a | WC Cubicle | WC Cubicle System |  |  | To match timber veneer | To match timber veneer |  |  |  |  | 0 | By Others
D1WC.10 | n/a | WC Cubicle | WC Cubicle System |  |  | To match timber veneer | To match timber veneer |  |  |  |  | 0 | By Others
D1WC.11 | n/a | WC Cubicle | WC Cubicle System |  |  | To match timber veneer | To match timber veneer |  |  |  |  | 0 | By Others
D1WC.12 | n/a | WC Cubicle | WC Cubicle System |  |  | To match timber veneer | To match timber veneer |  |  |  |  | 0 | By Others
D1WC.13 | n/a | WC Cubicle | WC Cubicle System |  |  | To match timber veneer | To match timber veneer |  |  |  |  | 0 | By Others
D1WC.14 | n/a | WC Cubicle | WC Cubicle System |  |  | To match timber veneer | To match timber veneer |  |  |  |  | 0 | By Others
D2.01 | E1 | Lift Lobby to Office | See drawing DD_10 | (Glazed door) | D | PPC Metal Frame | Glazed Door | (Glazed door) | FD30s | AC | See drawing DD_10. | 0 | By Others
D2.02 | E1 | Lift Lobby to Office | See drawing DD_10 | (Glazed door) | D | PPC Metal Frame | Glazed Door | (Glazed door) | FD30s | AC | See drawing DD_10. | 0 | By Others
D2.03 | D2 | Riser to Office, North Side | 1110 x 2000 | 54 | D | Factory-Painted Finish, White | Factory-Painted Finish, White |  | FD30s |  | See drawing DD_06. | 0 | By Others
D2.04 | D2 | Riser to Office, North Side | 1110 x 2000 | 54 | D | Factory-Painted Finish, White | Factory-Painted Finish, White |  | FD30s |  | See drawing DD_06. | 0 | By Others
D2.05 | D2 | Riser to Office, North Side | 1110 x 2000 | 54 | D | Factory-Painted Finish, White | Factory-Painted Finish, White |  | FD30s |  | See drawing DD_06. | 0 | By Others
D2.06 | D2 | Riser to Office, North Side | 1110 x 2000 | 54 | D | Factory-Painted Finish, White | Factory-Painted Finish, White |  | FD30s |  | See drawing DD_06. | 0 | By Others
D2.07 | D2 | Riser to Office, South Side | 1110 x 2000 | 54 | D | Factory-Painted Finish, White | Factory-Painted Finish, White |  | FD30s |  | See drawing DD_06. | 0 | By Others
D2.08 | D2 | Riser to Office, South Side | 1110 x 2000 | 54 | D | Factory-Painted Finish, White | Factory-Painted Finish, White |  | FD30s |  | See drawing DD_06. | 0 | By Others
D2.09 | D2 | Riser to Office, South Side | 1110 x 2000 | 54 | D | Factory-Painted Finish, White | Factory-Painted Finish, White |  | FD30s |  | See drawing DD_06. | 0 | By Others
D2.10 | D2 | Riser to Lift Lobby | 1110 x 2000 | 54 | D | Factory-Painted Finish, White | Factory-Painted Finish, White |  | FD30s |  | See drawing DD_06. (Also CO_30). | 0 | By Others
D2.11 | D2 | Riser to Lift Lobby | 1110 x 2000 | 54 | D | Factory-Painted Finish, White | Factory-Painted Finish, White |  | FD30s |  | See drawing DD_06. (Also CO_30). | 0 | By Others
D2.12 | D2 | Riser to Lift Lobby | 1110 x 2000 | 54 | D | Factory-Painted Finish, White | Factory-Painted Finish, White |  | FD30s |  | See drawing DD_06. (Also CO_30). | 0 | By Others
D2.13 | A7 | Lift Lobby to WC Lobby | 1233 x 2700 | 54 |  | Timber Veneer | Timber Veneer | VP | FD60s |  | Door with over-panel. See drawing DD_03. (Also CO_30 & 31). | 694.55 | A.B.Walnut Ex 175mm X 50mm with lose stop.
D2.14 | H | Smoke Extract AOV | 628mm X 1308mm | 54 |  | Timber Veneer | Timber Veneer |  | FD30s |  | See drawing DD_15. (Also CO_31). | 220.27 | HWD Ex 150mm X 50mm with lose stop
D2.15 | A8 | Disabled WC | 1110 x 2700 | 44 |  | Timber Veneer | Timber Veneer |  |  |  | Door with over-panel. See drawing DD_03. (Also CO_31). | 626.66 | A.B.Walnut Ex 175mm X 50mm with lose stop.
D2.16 | A7 | Staircase 2 | 1233 x 2700 | 54 |  | Timber Veneer | Timber Veneer | VP | FD30s | AC | Door with over-panel. See drawing DD_03. (Also CO_31). | 658.63 | A.B.Walnut Ex 175mm X 50mm with lose stop.
D2.17 | A7 | WC, Male | 1110 x 2700 | 54 |  | Timber Veneer | Timber Veneer |  | FD60s |  | Door with over-panel. See drawing DD_03. (Also CO_31). | 667.61 | A.B.Walnut Ex 175mm X 50mm with lose stop.
D2.18 | G | Dry Riser Cupboard | 628mm X 1123mm | 54 |  | Timber Veneer | Timber Veneer |  |  |  | See drawing DD_14. (Also CO_31). | 198.28 | HWD Ex 150mm X 50mm with lose stop
D2.19 | D2 | Riser to WC, Male | 1110 x 2000 | 54 | D | Factory-Painted Finish, White | Factory-Painted Finish, White |  | FD30 |  | See drawing DD_06. | 0 | By Others
D2.20 | A7 | Lift Lobby to WC Lobby | 1010 x 2700 | 44 |  | Timber Veneer | Timber Veneer | VP |  |  | Door with over-panel. See drawing DD_03. (Also CO_30 & 32). | 626.66 | A.B.Walnut Ex 175mm X 50mm with lose stop.
D2.21 | A4 | Cleaner's Store to WC Lobby | 1100 x 2300 | 54 | D | Timber Veneer | Timber Veneer |  | FD30s |  | See drawing DD_02. (Also CO_32). | 550.45 | A.B.Walnut Ex 150mm X 50mm with lose stop
D2.22 | A4 | Cleaner's Store to WC Lobby | 1100 x 2300 | 54 | D | Timber Veneer | Timber Veneer |  | FD30s |  | See drawing DD_02. (Also CO_32). | 550.45 | A.B.Walnut Ex 150mm X 50mm with lose stop
D2.23 | A7 | WC, Female | 1010 x 2700 | 44 |  | Timber Veneer | Timber Veneer |  |  |  | Door with over-panel. See drawing DD_03. (Also CO_32). | 626.66 | A.B.Walnut Ex 175mm X 50mm with lose stop.
D2.24 | D2 | Riser to WC, Female | 1110 x 2000 | 54 | D | Factory-Painted Finish, White | Factory-Painted Finish, White |  | FD30s |  | See drawing DD_06. | 0 | By Others
D2.25 | D2 | Riser to WC, Female | 1000 x 2000 | 54 | D | Factory-Painted Finish, White | Factory-Painted Finish, White |  |  |  | See drawing DD_06. | 0 | By Others
D2.26 | A7 | Lift Lobby to Stair 1 Lobby | 1233 x 2700 | 54 |  | Timber Veneer | Timber Veneer | VP | FD30s |  | Door with over-panel. See drawing DD_03. (Also CO_32). | 658.63 | A.B.Walnut Ex 175mm X 50mm with lose stop.
D2.27 | G | Dry Riser Cupboard | 628mm X 1123mm | 54 |  | Timber Veneer | Timber Veneer |  |  |  | See drawing DD_14. (Also CO_32). | 198.28 | HWD Ex 150mm X 50mm with lose stop
D2.28 | H | Smoke Extract AOV | 628mm X 1308mm | 54 |  | Timber Veneer | Timber Veneer |  | FD30s |  | See drawing DD_15. (Also CO_32). | 220.27 | HWD Ex 150mm X 50mm with lose stop
D2.29 | A7 | Staircase 1 | 1233 x 2700 | 54 |  | Timber Veneer | Timber Veneer | VP | FD30s | AC | Door with over-panel. See drawing DD_03. (Also CO_32). | 658.63 | A.B.Walnut Ex 175mm X 50mm with lose stop.
D2WC.01 | n/a | WC Cubicle | WC Cubicle System |  |  | To match timber veneer | To match timber veneer |  |  |  |  | 0 | By Others
D2WC.02 | n/a | WC Cubicle | WC Cubicle System |  |  | To match timber veneer | To match timber veneer |  |  |  |  | 0 | By Others
D2WC.03 | n/a | WC Cubicle | WC Cubicle System |  |  | To match timber veneer | To match timber veneer |  |  |  |  | 0 | By Others
D2WC.04 | n/a | WC Cubicle | WC Cubicle System |  |  | To match timber veneer | To match timber veneer |  |  |  |  | 0 | By Others
D2WC.05 | n/a | WC Cubicle | WC Cubicle System |  |  | To match timber veneer | To match timber veneer |  |  |  |  | 0 | By Others
D2WC.06 | n/a | WC Cubicle | WC Cubicle System |  |  | To match timber veneer | To match timber veneer |  |  |  |  | 0 | By Others
D2WC.07 | n/a | WC Cubicle | WC Cubicle System |  |  | To match timber veneer | To match timber veneer |  |  |  |  | 0 | By Others
D2WC.08 | n/a | WC Cubicle | WC Cubicle System |  |  | To match timber veneer | To match timber veneer |  |  |  |  | 0 | By Others
D2WC.09 | n/a | WC Cubicle | WC Cubicle System |  |  | To match timber veneer | To match timber veneer |  |  |  |  | 0 | By Others
D2WC.10 | n/a | WC Cubicle | WC Cubicle System |  |  | To match timber veneer | To match timber veneer |  |  |  |  | 0 | By Others
D2WC.11 | n/a | WC Cubicle | WC Cubicle System |  |  | To match timber veneer | To match timber veneer |  |  |  |  | 0 | By Others
D2WC.12 | n/a | WC Cubicle | WC Cubicle System |  |  | To match timber veneer | To match timber veneer |  |  |  |  | 0 | By Others
D2WC.13 | n/a | WC Cubicle | WC Cubicle System |  |  | To match timber veneer | To match timber veneer |  |  |  |  | 0 | By Others
D2WC.14 | n/a | WC Cubicle | WC Cubicle System |  |  | To match timber veneer | To match timber veneer |  |  |  |  | 0 | By Others
D3.01 | E1 | Lift Lobby to Office | See drawing DD_10 | (Glazed door) | D | PPC Metal Frame | Glazed Door |  | FD30s | AC | See drawing DD_10. | 0 | By Others
D3.02 | E1 | Lift Lobby to Office | See drawing DD_10 | (Glazed door) | D | PPC Metal Frame | Glazed Door |  | FD30s | AC | See drawing DD_10. | 0 | By Others
D3.03 | D2 | Riser to Office, North Side | 1110 x 2000 | 54 | D | Factory-Painted Finish, White | Factory-Painted Finish, White |  | FD30s |  | See drawing DD_06. | 0 | By Others
D3.04 | D2 | Riser to Office, North Side | 1110 x 2000 | 54 | D | Factory-Painted Finish, White | Factory-Painted Finish, White |  | FD30s |  | See drawing DD_06. | 0 | By Others
D3.05 | D2 | Riser to Office, North Side | 1110 x 2000 | 54 | D | Factory-Painted Finish, White | Factory-Painted Finish, White |  | FD30s |  | See drawing DD_06. | 0 | By Others
D3.06 | D2 | Riser to Office, North Side | 1110 x 2000 | 54 | D | Factory-Painted Finish, White | Factory-Painted Finish, White |  | FD30s |  | See drawing DD_06. | 0 | By Others
D3.07 | D2 | Riser to Office, South Side | 1110 x 2000 | 54 | D | Factory-Painted Finish, White | Factory-Painted Finish, White |  | FD30s |  | See drawing DD_06. | 0 | By Others
D3.08 | D2 | Riser to Office, South Side | 1110 x 2000 | 54 | D | Factory-Painted Finish, White | Factory-Painted Finish, White |  | FD30s |  | See drawing DD_06. | 0 | By Others
D3.09 | D2 | Riser to Office, South Side | 1110 x 2000 | 54 | D | Factory-Painted Finish, White | Factory-Painted Finish, White |  | FD30s |  | See drawing DD_06. | 0 | By Others
D3.10 | D2 | Riser to Lift Lobby | 1110 x 2000 | 54 | D | Factory-Painted Finish, White | Factory-Painted Finish, White |  | FD30s |  | See drawing DD_06. (Also CO_30). | 0 | By Others
D3.11 | D2 | Riser to Lift Lobby | 1110 x 2000 | 54 | D | Factory-Painted Finish, White | Factory-Painted Finish, White |  | FD30s |  | See drawing DD_06. (Also CO_30). | 0 | By Others
D3.12 | D2 | Riser to Lift Lobby | 1110 x 2000 | 54 | D | Factory-Painted Finish, White | Factory-Painted Finish, White |  | FD30s |  | See drawing DD_06. (Also CO_30). | 0 | By Others
D3.13 | A7 | Lift Lobby to WC Lobby | 1233 x 2700 | 54 |  | Timber Veneer | Timber Veneer | VP | FD60s |  | Door with over-panel. See drawing DD_03. (Also CO_30 & 31). | 694.55 | A.B.Walnut Ex 175mm X 50mm with lose stop.
D3.14 | H | Smoke Extract AOV | 628mm X 1308mm | 54 |  | Timber Veneer | Timber Veneer |  | FD30s |  | See drawing DD_15. (Also CO_31). | 220.27 | HWD Ex 150mm X 50mm with lose stop
D3.15 | A8 | Disabled WC | 1110 x 2700 | 44 |  | Timber Veneer | Timber Veneer |  |  |  | Door with over-panel. See drawing DD_03. (Also CO_31). | 626.66 | A.B.Walnut Ex 175mm X 50mm with lose stop.
D3.16 | A7 | Staircase 2 | 1233 x 2700 | 54 |  | Timber Veneer | Timber Veneer | VP | FD30s | AC | Door with over-panel. See drawing DD_03. (Also CO_31). | 658.63 | A.B.Walnut Ex 175mm X 50mm with lose stop.
D3.17 | A7 | WC, Male | 1110 x 2700 | 54 |  | Timber Veneer | Timber Veneer |  | FD60s |  | Door with over-panel. See drawing DD_03. (Also CO_31). | 667.61 | A.B.Walnut Ex 175mm X 50mm with lose stop.
D3.18 | G | Dry Riser Cupboard | 628mm X 1123mm | 54 |  | Timber Veneer | Timber Veneer |  |  |  | See drawing DD_14. (Also CO_31). | 198.28 | HWD Ex 150mm X 50mm with lose stop
D3.19 | D2 | Riser to WC, Male | 1110 x 2000 | 54 | D | Factory-Painted Finish, White | Factory-Painted Finish, White |  | FD30 |  | See drawing DD_06. | 0 | By Others
D3.20 | A7 | Lift Lobby to WC Lobby | 1010 x 2700 | 44 |  | Timber Veneer | Timber Veneer | VP |  |  | Door with over-panel. See drawing DD_03. (Also CO_30 & 32). | 626.66 | A.B.Walnut Ex 175mm X 50mm with lose stop.
D3.21 | A4 | Cleaner's Store to WC Lobby | 1100 x 2300 | 54 | D | Timber Veneer | Timber Veneer |  | FD30s |  | See drawing DD_02. (Also CO_32). | 550.45 | A.B.Walnut Ex 150mm X 50mm with lose stop
D3.22 | A4 | Cleaner's Store to WC Lobby | 1100 x 2300 | 54 | D | Timber Veneer | Timber Veneer |  | FD30s |  | See drawing DD_02. (Also CO_32). | 550.45 | A.B.Walnut Ex 150mm X 50mm with lose stop
D3.23 | A7 | WC, Female | 1010 x 2700 | 44 |  | Timber Veneer | Timber Veneer |  |  |  | Door with over-panel. See drawing DD_03. (Also CO_32). | 626.66 | A.B.Walnut Ex 175mm X 50mm with lose stop.
D3.24 | D2 | Riser to WC, Female | 1110 x 2000 | 54 | D | Factory-Painted Finish, White | Factory-Painted Finish, White |  | FD30s |  | See drawing DD_06. | 0 | By Others
D3.25 | D2 | Riser to WC, Female | 1000 x 2000 | 54 | D | Factory-Painted Finish, White | Factory-Painted Finish, White |  |  |  | See drawing DD_06. | 0 | By Others
D3.26 | A7 | Lift Lobby to Stair 1 Lobby | 1233 x 2700 | 54 |  | Timber Veneer | Timber Veneer | VP | FD30s |  | Door with over-panel. See drawing DD_03. (Also CO_32). | 658.63 | A.B.Walnut Ex 175mm X 50mm with lose stop.
D3.27 | G | Dry Riser Cupboard | 628mm X 1123mm | 54 |  | Timber Veneer | Timber Veneer |  |  |  | See drawing DD_14. (Also CO_32). | 198.28 | HWD Ex 150mm X 50mm with lose stop
D3.28 | H | Smoke Extract AOV | 628mm X 1308mm | 54 |  | Timber Veneer | Timber Veneer |  | FD30s |  | See drawing DD_15. (Also CO_32). | 220.27 | HWD Ex 150mm X 50mm with lose stop
D3.29 | A7 | Staircase 1 | 1233 x 2700 | 54 |  | Timber Veneer | Timber Veneer | VP | FD30s | AC | Door with over-panel. See drawing DD_03. (Also CO_32). | 658.63 | A.B.Walnut Ex 175mm X 50mm with lose stop.
D3WC.01 | n/a | WC Cubicle | WC Cubicle System |  |  | To match timber veneer | To match timber veneer |  |  |  |  | 0 | By Others
D3WC.02 | n/a | WC Cubicle | WC Cubicle System |  |  | To match timber veneer | To match timber veneer |  |  |  |  | 0 | By Others
D3WC.03 | n/a | WC Cubicle | WC Cubicle System |  |  | To match timber veneer | To match timber veneer |  |  |  |  | 0 | By Others
D3WC.04 | n/a | WC Cubicle | WC Cubicle System |  |  | To match timber veneer | To match timber veneer |  |  |  |  | 0 | By Others
D3WC.05 | n/a | WC Cubicle | WC Cubicle System |  |  | To match timber veneer | To match timber veneer |  |  |  |  | 0 | By Others
D3WC.06 | n/a | WC Cubicle | WC Cubicle System |  |  | To match timber veneer | To match timber veneer |  |  |  |  | 0 | By Others
D3WC.07 | n/a | WC Cubicle | WC Cubicle System |  |  | To match timber veneer | To match timber veneer |  |  |  |  | 0 | By Others
D3WC.08 | n/a | WC Cubicle | WC Cubicle System |  |  | To match timber veneer | To match timber veneer |  |  |  |  | 0 | By Others
D3WC.09 | n/a | WC Cubicle | WC Cubicle System |  |  | To match timber veneer | To match timber veneer |  |  |  |  | 0 | By Others
D3WC.10 | n/a | WC Cubicle | WC Cubicle System |  |  | To match timber veneer | To match timber veneer |  |  |  |  | 0 | By Others
D3WC.11 | n/a | WC Cubicle | WC Cubicle System |  |  | To match timber veneer | To match timber veneer |  |  |  |  | 0 | By Others
D3WC.12 | n/a | WC Cubicle | WC Cubicle System |  |  | To match timber veneer | To match timber veneer |  |  |  |  | 0 | By Others
D3WC.13 | n/a | WC Cubicle | WC Cubicle System |  |  | To match timber veneer | To match timber veneer |  |  |  |  | 0 | By Others
D3WC.14 | n/a | WC Cubicle | WC Cubicle System |  |  | To match timber veneer | To match timber veneer |  |  |  |  | 0 | By Others
D4.01 | E1 | Lift Lobby to Office | See drawing DD_10 | (Glazed door) | D | PPC Metal Frame | Glazed Door |  | FD30s | AC | See drawing DD_10. | 0 | By Others
D4.02 | E1 | Lift Lobby to Office | See drawing DD_10 | (Glazed door) | D | PPC Metal Frame | Glazed Door |  | FD30s | AC | See drawing DD_10. | 0 | By Others
D4.03 | D2 | Riser to Office, North Side | 1110 x 2000 | 54 | D | Factory-Painted Finish, White | Factory-Painted Finish, White |  | FD30s |  | See drawing DD_06. | 0 | By Others
D4.04 | D2 | Riser to Office, North Side | 1110 x 2000 | 54 | D | Factory-Painted Finish, White | Factory-Painted Finish, White |  | FD30s |  | See drawing DD_06. | 0 | By Others
D4.05 | D2 | Riser to Office, North Side | 1110 x 2000 | 54 | D | Factory-Painted Finish, White | Factory-Painted Finish, White |  | FD30s |  | See drawing DD_06. | 0 | By Others
D4.06 | D2 | Riser to Office, North Side | 1110 x 2000 | 54 | D | Factory-Painted Finish, White | Factory-Painted Finish, White |  | FD30s |  | See drawing DD_06. | 0 | By Others
D4.07 | D2 | Riser to Office, South Side | 1110 x 2000 | 54 | D | Factory-Painted Finish, White | Factory-Painted Finish, White |  | FD30s |  | See drawing DD_06. | 0 | By Others
D4.08 | D2 | Riser to Office, South Side | 1110 x 2000 | 54 | D | Factory-Painted Finish, White | Factory-Painted Finish, White |  | FD30s |  | See drawing DD_06. | 0 | By Others
D4.09 | D2 | Riser to Office, South Side | 1110 x 2000 | 54 | D | Factory-Painted Finish, White | Factory-Painted Finish, White |  | FD30s |  | See drawing DD_06. | 0 | By Others
D4.10 | D2 | Riser to Lift Lobby | 1110 x 2000 | 54 | D | Factory-Painted Finish, White | Factory-Painted Finish, White |  | FD30s |  | See drawing DD_06. (Also CO_30). | 0 | By Others
D4.11 | D2 | Riser to Lift Lobby | 1110 x 2000 | 54 | D | Factory-Painted Finish, White | Factory-Painted Finish, White |  | FD30s |  | See drawing DD_06. (Also CO_30). | 0 | By Others
D4.12 | D2 | Riser to Lift Lobby | 1110 x 2000 | 54 | D | Factory-Painted Finish, White | Factory-Painted Finish, White |  | FD30s |  | See drawing DD_06. (Also CO_30). | 0 | By Others
D4.13 | A7 | Lift Lobby to WC Lobby | 1233 x 2700 | 54 |  | Timber Veneer | Timber Veneer | VP | FD60s |  | Door with over-panel. See drawing DD_03. (Also CO_30 & 31). | 694.55 | A.B.Walnut Ex 175mm X 50mm with lose stop.
D4.14 | H | Smoke Extract AOV | 628mm X 1308mm | 54 |  | Timber Veneer | Timber Veneer |  | FD30s |  | See drawing DD_15. (Also CO_31). | 220.27 | HWD Ex 150mm X 50mm with lose stop
D4.15 | A8 | Disabled WC | 1110 x 2700 | 44 |  | Timber Veneer | Timber Veneer |  |  |  | Door with over-panel. See drawing DD_03. (Also CO_31). | 626.66 | A.B.Walnut Ex 175mm X 50mm with lose stop.
D4.16 | A7 | Staircase 2 | 1233 x 2700 | 54 |  | Timber Veneer | Timber Veneer | VP | FD30s | AC | Door with over-panel. See drawing DD_03. (Also CO_31). | 658.63 | A.B.Walnut Ex 175mm X 50mm with lose stop.
D4.17 | A7 | WC, Male | 1110 x 2700 | 54 |  | Timber Veneer | Timber Veneer |  | FD60s |  | Door with over-panel. See drawing DD_03. (Also CO_31). | 667.61 | A.B.Walnut Ex 175mm X 50mm with lose stop.
D4.18 | G | Dry Riser Cupboard | 628mm X 1123mm | 54 |  | Timber Veneer | Timber Veneer |  |  |  | See drawing DD_14. (Also CO_31). | 198.28 | HWD Ex 150mm X 50mm with lose stop
D4.19 | D2 | Riser to WC, Male | 1110 x 2000 | 54 | D | Factory-Painted Finish, White | Factory-Painted Finish, White |  | FD30 |  | See drawing DD_06. | 0 | By Others
D4.20 | A7 | Lift Lobby to WC Lobby | 1010 x 2700 | 44 |  | Timber Veneer | Timber Veneer | VP |  |  | Door with over-panel. See drawing DD_03. (Also CO_30 & 32). | 626.66 | A.B.Walnut Ex 175mm X 50mm with lose stop.
D4.21 | A4 | Cleaner's Store to WC Lobby | 1100 x 2300 | 54 | D | Timber Veneer | Timber Veneer |  | FD30s |  | See drawing DD_02. (Also CO_32). | 550.45 | A.B.Walnut Ex 150mm X 50mm with lose stop
D4.22 | A4 | Cleaner's Store to WC Lobby | 1100 x 2300 | 54 | D | Timber Veneer | Timber Veneer |  | FD30s |  | See drawing DD_02. (Also CO_32). | 550.45 | A.B.Walnut Ex 150mm X 50mm with lose stop
D4.23 | A7 | WC, Female | 1010 x 2700 | 44 |  | Timber Veneer | Timber Veneer |  |  |  | Door with over-panel. See drawing DD_03. (Also CO_32). | 626.66 | A.B.Walnut Ex 175mm X 50mm with lose stop.
D4.24 | D2 | Riser to WC, Female | 1110 x 2000 | 54 | D | Factory-Painted Finish, White | Factory-Painted Finish, White |  | FD30s |  | See drawing DD_06. | 0 | By Others
D4.25 | D2 | Riser to WC, Female | 1000 x 2000 | 54 | D | Factory-Painted Finish, White | Factory-Painted Finish, White |  |  |  | See drawing DD_06. | 0 | By Others
D4.26 | A7 | Lift Lobby to Stair 1 Lobby | 1233 x 2700 | 54 |  | Timber Veneer | Timber Veneer | VP | FD30s |  | Door with over-panel. See drawing DD_03. (Also CO_32). | 658.63 | A.B.Walnut Ex 175mm X 50mm with lose stop.
D4.27 | G | Dry Riser Cupboard | 628mm X 1123mm | 54 |  | Timber Veneer | Timber Veneer |  |  |  | See drawing DD_14. (Also CO_32). | 198.28 | HWD Ex 150mm X 50mm with lose stop
D4.28 | H | Smoke Extract AOV | 628mm X 1308mm | 54 |  | Timber Veneer | Timber Veneer |  | FD30s |  | See drawing DD_15. (Also CO_32). | 220.27 | HWD Ex 150mm X 50mm with lose stop
D4.29 | A7 | Staircase 1 | 1233 x 2700 | 54 |  | Timber Veneer | Timber Veneer | VP | FD30s | AC | Door with over-panel. See drawing DD_03. (Also CO_32). | 658.63 | A.B.Walnut Ex 175mm X 50mm with lose stop.
D4WC.01 | n/a | WC Cubicle | WC Cubicle System |  |  | To match timber veneer | To match timber veneer |  |  |  |  | 0 | By Others
D4WC.02 | n/a | WC Cubicle | WC Cubicle System |  |  | To match timber veneer | To match timber veneer |  |  |  |  | 0 | By Others
D4WC.03 | n/a | WC Cubicle | WC Cubicle System |  |  | To match timber veneer | To match timber veneer |  |  |  |  | 0 | By Others
D4WC.04 | n/a | WC Cubicle | WC Cubicle System |  |  | To match timber veneer | To match timber veneer |  |  |  |  | 0 | By Others
D4WC.05 | n/a | WC Cubicle | WC Cubicle System |  |  | To match timber veneer | To match timber veneer |  |  |  |  | 0 | By Others
D4WC.06 | n/a | WC Cubicle | WC Cubicle System |  |  | To match timber veneer | To match timber veneer |  |  |  |  | 0 | By Others
D4WC.07 | n/a | WC Cubicle | WC Cubicle System |  |  | To match timber veneer | To match timber veneer |  |  |  |  | 0 | By Others
D4WC.08 | n/a | WC Cubicle | WC Cubicle System |  |  | To match timber veneer | To match timber veneer |  |  |  |  | 0 | By Others
D4WC.09 | n/a | WC Cubicle | WC Cubicle System |  |  | To match timber veneer | To match timber veneer |  |  |  |  | 0 | By Others
D4WC.10 | n/a | WC Cubicle | WC Cubicle System |  |  | To match timber veneer | To match timber veneer |  |  |  |  | 0 | By Others
D4WC.11 | n/a | WC Cubicle | WC Cubicle System |  |  | To match timber veneer | To match timber veneer |  |  |  |  | 0 | By Others
D4WC.12 | n/a | WC Cubicle | WC Cubicle System |  |  | To match timber veneer | To match timber veneer |  |  |  |  | 0 | By Others
D4WC.13 | n/a | WC Cubicle | WC Cubicle System |  |  | To match timber veneer | To match timber veneer |  |  |  |  | 0 | By Others
D4WC.14 | n/a | WC Cubicle | WC Cubicle System |  |  | To match timber veneer | To match timber veneer |  |  |  |  | 0 | By Others
EX-D4.01 | (External) | Roof Terrace, North Side | Frame approx 1255 x 2565 | (External door) |  | PPC Metal Frame | Glazed Door |  |  |  | See terrace details | 0 | By Others
EX-D4.02 | (External) | Roof Terrace, South Side | Frame approx 1255 x 2565 | (External door) |  | PPC Metal Frame | Glazed Door |  |  |  | See terrace details | 0 | By Others
D5.01 | E1 | Lift Lobby to Office | See drawing DD_10 | (Glazed door) | D | PPC Metal Frame | Glazed Door |  | FD30s | AC | See drawing DD_10. | 0 | By Others
D5.02 | E1 | Lift Lobby to Office | See drawing DD_10 | (Glazed door) | D | PPC Metal Frame | Glazed Door |  | FD30s | AC | See drawing DD_10. | 0 | By Others
D5.03 | D2 | Riser to Office, North Side | 1110 x 2000 | 54 | D | Factory-Painted Finish, White | Factory-Painted Finish, White |  | FD30s |  | See drawing DD_06. | 0 | By Others
D5.04 | D2 | Riser to Office, North Side | 1110 x 2000 | 54 | D | Factory-Painted Finish, White | Factory-Painted Finish, White |  | FD30s |  | See drawing DD_06. | 0 | By Others
D5.05 | D2 | Riser to Office, North Side | 1110 x 2000 | 54 | D | Factory-Painted Finish, White | Factory-Painted Finish, White |  | FD30s |  | See drawing DD_06. | 0 | By Others
D5.06 | D2 | Riser to Office, North Side | 1110 x 2000 | 54 | D | Factory-Painted Finish, White | Factory-Painted Finish, White |  | FD30s |  | See drawing DD_06. | 0 | By Others
D5.07 | D2 | Riser to Office, South Side | 1110 x 2000 | 54 | D | Factory-Painted Finish, White | Factory-Painted Finish, White |  | FD30s |  | See drawing DD_06. | 0 | By Others
D5.08 | D2 | Riser to Office, South Side | 1110 x 2000 | 54 | D | Factory-Painted Finish, White | Factory-Painted Finish, White |  | FD30s |  | See drawing DD_06. | 0 | By Others
D5.09 | D2 | Riser to Office, South Side | 1110 x 2000 | 54 | D | Factory-Painted Finish, White | Factory-Painted Finish, White |  | FD30s |  | See drawing DD_06. | 0 | By Others
D5.10 | D2 | Riser to Lift Lobby | 1110 x 2000 | 54 | D | Factory-Painted Finish, White | Factory-Painted Finish, White |  | FD30s |  | See drawing DD_06. (Also CO_30). | 0 | By Others
D5.11 | D2 | Riser to Lift Lobby | 1110 x 2000 | 54 | D | Factory-Painted Finish, White | Factory-Painted Finish, White |  | FD30s |  | See drawing DD_06. (Also CO_30). | 0 | By Others
D5.12 | D2 | Riser to Lift Lobby | 1110 x 2000 | 54 | D | Factory-Painted Finish, White | Factory-Painted Finish, White |  | FD30s |  | See drawing DD_06. (Also CO_30). | 0 | By Others
D5.13 | A7 | Lift Lobby to WC Lobby | 1233 x 2700 | 54 |  | Timber Veneer | Timber Veneer | VP | FD60s |  | Door with over-panel. See drawing DD_03. (Also CO_30 & 31). | 694.55 | A.B.Walnut Ex 175mm X 50mm with lose stop.
D5.14 | H | Smoke Extract AOV | 628mm X 1308mm | 54 |  | Timber Veneer | Timber Veneer |  | FD30s |  | See drawing DD_15. (Also CO_31). | 220.27 | HWD Ex 150mm X 50mm with lose stop
D5.15 | A8 | Disabled WC | 1110 x 2700 | 44 |  | Timber Veneer | Timber Veneer |  |  |  | Door with over-panel. See drawing DD_03. (Also CO_31). | 626.66 | A.B.Walnut Ex 175mm X 50mm with lose stop.
D5.16 | A7 | Staircase 2 | 1233 x 2700 | 54 |  | Timber Veneer | Timber Veneer | VP | FD30s | AC | Door with over-panel. See drawing DD_03. (Also CO_31). | 658.63 | A.B.Walnut Ex 175mm X 50mm with lose stop.
D5.17 | A7 | WC, Male | 1110 x 2700 | 54 |  | Timber Veneer | Timber Veneer |  | FD60s |  | Door with over-panel. See drawing DD_03. (Also CO_31). | 667.61 | A.B.Walnut Ex 175mm X 50mm with lose stop.
D5.18 | G | Dry Riser Cupboard | 628mm X 1123mm | 54 |  | Timber Veneer | Timber Veneer |  |  |  | See drawing DD_14. (Also CO_31). | 198.28 | HWD Ex 150mm X 50mm with lose stop
D5.19 | D2 | Riser to WC, Male | 1110 x 2000 | 54 | D | Factory-Painted Finish, White | Factory-Painted Finish, White |  | FD30 |  | See drawing DD_06. | 0 | By Others
D5.20 | A7 | Lift Lobby to WC Lobby | 1010 x 2700 | 44 |  | Timber Veneer | Timber Veneer | VP |  |  | Door with over-panel. See drawing DD_03. (Also CO_30 & 32). | 626.66 | A.B.Walnut Ex 175mm X 50mm with lose stop.
D5.21 | A4 | Cleaner's Store to WC Lobby | 1100 x 2300 | 54 | D | Timber Veneer | Timber Veneer |  | FD30s |  | See drawing DD_02. (Also CO_32). | 550.45 | A.B.Walnut Ex 150mm X 50mm with lose stop
D5.22 | A4 | Cleaner's Store to WC Lobby | 1100 x 2300 | 54 | D | Timber Veneer | Timber Veneer |  | FD30s |  | See drawing DD_02. (Also CO_32). | 550.45 | A.B.Walnut Ex 150mm X 50mm with lose stop
D5.23 | A7 | WC, Female | 1010 x 2700 | 44 |  | Timber Veneer | Timber Veneer |  |  |  | Door with over-panel. See drawing DD_03. (Also CO_32). | 626.66 | A.B.Walnut Ex 175mm X 50mm with lose stop.
D5.24 | D2 | Riser to WC, Female | 1110 x 2000 | 54 | D | Factory-Painted Finish, White | Factory-Painted Finish, White |  | FD30s |  | See drawing DD_06. | 0 | By Others
D5.25 | D2 | Riser to WC, Female | 1000 x 2000 | 54 | D | Factory-Painted Finish, White | Factory-Painted Finish, White |  |  |  | See drawing DD_06. | 0 | By Others
D5.26 | A7 | Lift Lobby to Stair 1 Lobby | 1233 x 2700 | 54 |  | Timber Veneer | Timber Veneer | VP | FD30s |  | Door with over-panel. See drawing DD_03. (Also CO_32). | 658.63 | A.B.Walnut Ex 175mm X 50mm with lose stop.
D5.27 | G | Dry Riser Cupboard | 628mm X 1123mm | 54 |  | Timber Veneer | Timber Veneer |  |  |  | See drawing DD_14. (Also CO_32). | 198.28 | HWD Ex 150mm X 50mm with lose stop
D5.28 | H | Smoke Extract AOV | 628mm X 1308mm | 54 |  | Timber Veneer | Timber Veneer |  | FD30s |  | See drawing DD_15. (Also CO_32). | 220.27 | HWD Ex 150mm X 50mm with lose stop
D5.29 | A7 | Staircase 1 | 1233 x 2700 | 54 |  | Timber Veneer | Timber Veneer | VP | FD30s | AC | Door with over-panel. See drawing DD_03. (Also CO_32). | 658.63 | A.B.Walnut Ex 175mm X 50mm with lose stop.
D5WC.01 | n/a | WC Cubicle | WC Cubicle System |  |  | To match timber veneer | To match timber veneer |  |  |  |  | 0 | By Others
D5WC.02 | n/a | WC Cubicle | WC Cubicle System |  |  | To match timber veneer | To match timber veneer |  |  |  |  | 0 | By Others
D5WC.03 | n/a | WC Cubicle | WC Cubicle System |  |  | To match timber veneer | To match timber veneer |  |  |  |  | 0 | By Others
D5WC.04 | n/a | WC Cubicle | WC Cubicle System |  |  | To match timber veneer | To match timber veneer |  |  |  |  | 0 | By Others
D5WC.05 | n/a | WC Cubicle | WC Cubicle System |  |  | To match timber veneer | To match timber veneer |  |  |  |  | 0 | By Others
D5WC.06 | n/a | WC Cubicle | WC Cubicle System |  |  | To match timber veneer | To match timber veneer |  |  |  |  | 0 | By Others
D5WC.07 | n/a | WC Cubicle | WC Cubicle System |  |  | To match timber veneer | To match timber veneer |  |  |  |  | 0 | By Others
D5WC.08 | n/a | WC Cubicle | WC Cubicle System |  |  | To match timber veneer | To match timber veneer |  |  |  |  | 0 | By Others
D5WC.09 | n/a | WC Cubicle | WC Cubicle System |  |  | To match timber veneer | To match timber veneer |  |  |  |  | 0 | By Others
D5WC.10 | n/a | WC Cubicle | WC Cubicle System |  |  | To match timber veneer | To match timber veneer |  |  |  |  | 0 | By Others
D5WC.11 | n/a | WC Cubicle | WC Cubicle System |  |  | To match timber veneer | To match timber veneer |  |  |  |  | 0 | By Others
D5WC.12 | n/a | WC Cubicle | WC Cubicle System |  |  | To match timber veneer | To match timber veneer |  |  |  |  | 0 | By Others
D5WC.13 | n/a | WC Cubicle | WC Cubicle System |  |  | To match timber veneer | To match timber veneer |  |  |  |  | 0 | By Others
D5WC.14 | n/a | WC Cubicle | WC Cubicle System |  |  | To match timber veneer | To match timber veneer |  |  |  |  | 0 | By Others
EX-D5.01 | (External) | Roof Terrace, North Side | Frame approx 1145 x 2620 | (External door) |  | PPC Metal Frame | Glazed Door |  |  |  | See terrace details | 0 | By Others
EX-D5.02 | (External) | Roof Terrace, North Side | Frame approx 1025 x 2620 | (External door) |  | PPC Metal Frame | Glazed Door |  |  |  | See terrace details | 0 | By Others
EX-D5.03 | (External) | Roof Terrace, South Side | Frame approx 1025 x 2620 | (External door) |  | PPC Metal Frame | Glazed Door |  |  |  | See terrace details | 0 | By Others
EX-D5.04 | (External) | Roof Terrace, South Side | Frame approx 1165 x 2620 | (External door) |  | PPC Metal Frame | Glazed Door |  |  |  | See terrace details | 0 | By Others
EX-D5.05 | (External) | Roof Terrace, South Side | Frame approx 1165 x 2620 | (External door) |  | PPC Metal Frame | Glazed Door |  |  |  | See terrace details | 0 | By Others
EX-D5.06 | (External) | Staircase 3 to Roof | Frame approx 1185 x 2685 | (External door) |  | PPC Metal Frame | Glazed Door |  |  |  | See drawing DD_30 | 0 | By Others
EX-D6.01 | (External) | Staircase 2 to Roof | Frame approx 1100 x 2150 | (External door) |  | PPC Metal Frame | PPC Metal Door |  |  |  | See roof details | 0 | By Others
EX-D6.02 | (External) | Metal access gate to plant | Frame approx 1050 x 1650 | (External door) |  | PPC Metal Frame | PPC Metal Door |  |  |  | See roof details | 0 | By Others
EX-D6.03 | (External) | Glass access gate, North side | Frame approx 1000 x 1150 | (External door) |  | Glazed balustrading | Glazed balustrading |  |  |  | See roof details | 0 | By Others
EX-D6.04 | (External) | Glass access gate, South side | Frame approx 1000 x 1150 | (External door) | x | Glazed balustrading | Glazed balustrading |  |  |  | See roof details | 0 | By Others
EX-D6.05 | (External) | Metal access gate to plant | Frame approx 1080 x 1215 | (External door) |  | PPC Metal Frame | PPC Metal Door |  |  |  | See roof details | 0 | By Others
EX-D6.06 | (External) | Metal access gate to plant | Frame approx 945 x 850 | (External door) |  | PPC Metal Frame | PPC Metal Door |  |  |  | See roof details | 0 | By Others
| TOTAL | [10 empty] | 63698.58
ADDED BY JMS

## JMS 32mm
1069_25 Cannon Street - Door Schedule
Job Name | 25 CANNON STREET |  |  | Job No.
Date | Revision | Reason for Issue |  | Notes |  |  | Key:
18/04/2019 05/06/2019 14/06/2019 30/07/2019 | Draft T1 T2 T3 | For Information Stage 4 Issue Stage 4 Issue Revised Stage 4 Issue Revised |  | Refer to NBS L20 and DD & DT Series drawings. See 3v Schedule for Ironmongery. Revisions since last issue indicated in red text |  |  |  | Timber veneer finish Painted finish Risers / concealed frame Shower Room doors Glazed doors WC Cubicle doors External doors
Studio 4.04, The Tea Building 56 Shoreditch High Street, London E1 6JJ Tel: 020 7033 9913 www.buckleygrayyeoman.com
DOOR NO. | DOOR TYPE | LOCATION | STRUCTURAL OPENING W x H (mm) (Frame sizes where noted for external doors. Sizes for door frame only) | THICKNESS (mm) | SINGLE DOOR, UNLESS NOTED "D" | FRAME FINISH | LEAF FINISH | VISION PANEL | FIRE RATING | ACCESS CONTROL SYSTEM | NOTES | Frame cost | JMS Notes
DB.01 | A3 | Basement Central Corridor. | 1010 x 2300 |  | D | Timber Veneer | Timber Veneer | VP | FD60s | AC |  | 501.95 | A.B.Walnut Ex 150mm X 38mm with lose stop
DB.02 | A3 | Lift Lobby to Security Room. | 1010 x 2300 |  |  | Timber Veneer | Timber Veneer |  | FD60s |  |  | 501.95 | A.B.Walnut Ex 150mm X 38mm with lose stop
DB.03 | A1 | Lift Lobby to Stair 2 | 1233 x 2300 |  |  | Timber Veneer | Timber Veneer | VP |  |  |  | 478.6 | A.B.Walnut Ex 150mm X 38mm with lose stop
DB.04 | A1 | BOH Corridor to Lift Lobby | 1130 x 2300 |  |  | Timber Veneer | Timber Veneer | VP | FD60s |  |  | 507.71 | A.B.Walnut Ex 150mm X 38mm with lose stop
DB.05 | B1 | Irrigation Room Lobby | 895 x 2300 |  |  | Painted Finish | Painted Finish |  |  |  |  | 181.52 | HWD Ex 150mm X 38mm with lose stop
DB.06 | B1 | Irrigation Room | 895 x 2300 |  |  | Painted Finish | Painted Finish |  |  |  |  | 181.52 | HWD Ex 150mm X 38mm with lose stop
DB.07 | B1 | Water Cylinder Room | 895 x 2300 |  |  | Painted Finish | Painted Finish |  |  |  |  | 181.52 | HWD Ex 150mm X 38mm with lose stop
DB.08 | B5 | Bin Storage to Lobby | 1665 x 2300 |  | D | Painted Finish | Painted Finish | VP | FD60s |  |  | 257.22 | HWD Ex 150mm X 38mm with lose stop
DB.09 | B5 | Goopds Lift Lobby to BOH | 2020x 2300 |  | D | Painted Finish | Painted Finish | VP |  |  |  | 199.93 | HWD Ex 150mm X 38mm with lose stop
DB.10 | B5 | BOH to Bicycle Store | 2020 x 2300 |  | D | Painted Finish | Painted Finish | VP |  | AC |  | 199.93 | HWD Ex 150mm X 38mm with lose stop
DB.11 | B1 | Comms Intake Room | 1060 x 2300 |  |  | Painted Finish | Painted Finish |  | FD60s |  |  | 245.72 | HWD Ex 150mm X 38mm with lose stop
DB.12 | B2 | Ventilation Room | 2020 x 2300 |  | D | Painted Finish | Painted Finish |  | FD60s |  |  | 267.1 | HWD Ex 150mm X 38mm with lose stop
DB.13 | B1 | Plant Room | 1060 x 2300 |  |  | Painted Finish | Painted Finish |  | FD60s |  |  | 245.72 | HWD Ex 150mm X 38mm with lose stop
DB.14 | B5 | Bicycle Lift Lobby to Corridor | 2020 x 2300 |  | D | Painted Finish | Painted Finish | VP | FD60s |  |  | 267.1 | HWD Ex 150mm X 38mm with lose stop
DB.15 | B2 | Comms Intake Room | 1060 x 2300 |  |  | Painted Finish | Painted Finish |  | FD60s |  |  | 244.68 | HWD Ex 150mm X 38mm with lose stop
DB.16 | B2 | Future Tenant's Room | 2020 x 2300 |  | D | Painted Finish | Painted Finish |  | FD60s |  |  | 267.1 | HWD Ex 150mm X 38mm with lose stop
DB.17 | B2 | Water Tank Room | 2020 x 2300 |  | D | Painted Finish | Painted Finish |  | FD60s |  |  | 267.1 | HWD Ex 150mm X 38mm with lose stop
DB.18 | B1 | Store Room | 910 x 2300 |  |  | Painted Finish | Painted Finish |  |  |  |  | 181.76 | HWD Ex 150mm X 38mm with lose stop
DB.19 | B5 | BOH Corridor | 2020 x 2300 |  | D | Painted Finish | Painted Finish | VP |  |  |  | 199.93 | HWD Ex 150mm X 38mm with lose stop
DB.20 | OMITTED
DB.21 | B2 | Sprinkler Room | 2020 x 2300 |  | D | Painted Finish | Painted Finish |  | FD60s |  |  | 267.1 | HWD Ex 150mm X 38mm with lose stop
DB.22 | B2 | Chillers Room | 2020 x 2300 |  | D | Painted Finish | Painted Finish |  | FD60s |  |  | 267.1 | HWD Ex 150mm X 38mm with lose stop
DB.23 | B1 | LS Switch Room | 1060 x 2300 |  |  | Painted Finish | Painted Finish |  | FD60s |  |  | 245.72 | HWD Ex 150mm X 38mm with lose stop
DB.24 | B2 | Tenant's Future LV Room | 2020 x 2300 |  | D | Painted Finish | Painted Finish |  | FD60s |  |  | 267.1 | HWD Ex 150mm X 38mm with lose stop
DB.25 | B2 | Life Safety Generator | 2020 x 2300 |  | D | Painted Finish | Painted Finish |  | FD60s |  |  | 267.1 | HWD Ex 150mm X 38mm with lose stop
DB.26 | B1 | Bulk Fuel Oil Store | 1060 x 2300 |  |  | Painted Finish | Painted Finish |  | FD60s |  |  | 245.72 | HWD Ex 150mm X 38mm with lose stop
DB.27 | B2 | LV Package Substation | 2020 x 2300 |  | D | Painted Finish | Painted Finish |  | FD60s |  |  | 267.1 | HWD Ex 150mm X 38mm with lose stop
DB.28 | B1 | Fire Escape Corridor, South | 1010 x 2300 |  |  | Painted Finish | Painted Finish | VP | FD60s |  |  | 243.64 | HWD Ex 150mm X 38mm with lose stop
DB.29 | A3 | Fire Escape Corridor, North | 1010 x 2300 |  |  | Timber Veneer | Timber Veneer | VP | FD60s |  |  | 501.95 | A.B.Walnut Ex 150mm X 38mm with lose stop
DB.30 | A2 | Corridor to EOT Area | 2020 x 2300 |  | D | Timber Veneer | Timber Veneer | VP | FD60s | AC |  | 550.41 | A.B.Walnut Ex 150mm X 38mm with lose stop
DB.31 | A5 | Accessible Shower Room | 1060 x 2300 |  |  | Timber Veneer | Timber Veneer |  | FD60s |  |  | 504.35 | A.B.Walnut Ex 150mm X 38mm with lose stop
DB.32 | A1 | Drying Room 2 | 1010 x 2300 |  |  | Timber Veneer | Timber Veneer |  |  |  |  | 467.9 | A.B.Walnut Ex 150mm X 38mm with lose stop
DB.33 | A1 | Male Changing Entrance | 910 x 2300 |  |  | Timber Veneer | Timber Veneer | VP | FD60s |  |  | 497.15 | A.B.Walnut Ex 150mm X 38mm with lose stop
DB.34 | A1 | Drying Room 1 | 1010 x 2300 |  |  | Timber Veneer | Timber Veneer |  | FD60s |  |  | 501.95 | A.B.Walnut Ex 150mm X 38mm with lose stop
DB.35 | A1 | Female Changing Entrance | 910 x 2300 |  |  | Timber Veneer | Timber Veneer | VP | FD60s |  |  | 497.15 | A.B.Walnut Ex 150mm X 38mm with lose stop
DB.36 | A1 | Lobby to Female Changing | 910 x 2300 |  |  | Timber Veneer | Timber Veneer |  |  |  |  | 463.1 | A.B.Walnut Ex 150mm X 38mm with lose stop
DB.37 | A3 | Female WC | 820 x 2300 |  |  | Timber Veneer | Timber Veneer |  |  |  |  | 458.79 | A.B.Walnut Ex 150mm X 38mm with lose stop
DB.38 | A3 | Female WC | 820 x 2300 |  |  | Timber Veneer | Timber Veneer |  |  |  |  | 458.79 | A.B.Walnut Ex 150mm X 38mm with lose stop
DB.39 | F | Shower, Female | See drawing DD_13 |  |  | Timber Veneer | Timber Veneer |  |  |  |  | 0 | By Others
DB.40 | F | Shower, Female | See drawing DD_13 |  |  | Timber Veneer | Timber Veneer |  |  |  |  | 0 | By Others
DB.41 | F | Shower, Female | See drawing DD_13 |  |  | Timber Veneer | Timber Veneer |  |  |  |  | 0 | By Others
DB.42 | F | Shower, Female | See drawing DD_13 |  |  | Timber Veneer | Timber Veneer |  |  |  |  | 0 | By Others
DB.43 | F | Shower, Female | See drawing DD_13 |  |  | Timber Veneer | Timber Veneer |  |  |  |  | 0 | By Others
DB.44 | F | Shower, Female | See drawing DD_13 |  |  | Timber Veneer | Timber Veneer |  |  |  |  | 0 | By Others
DB.45 | F | Shower, Female | See drawing DD_13 |  |  | Timber Veneer | Timber Veneer |  |  |  |  | 0 | By Others
DB.46 | F | Shower, Female | See drawing DD_13 |  |  | Timber Veneer | Timber Veneer |  |  |  |  | 0 | By Others
DB.47 | F | Shower, Female | See drawing DD_13 |  |  | Timber Veneer | Timber Veneer |  |  |  |  | 0 | By Others
DB.48 | F | Shower, Female | See drawing DD_13 |  |  | Timber Veneer | Timber Veneer |  |  |  |  | 0 | By Others
DB.49 | F | Shower, Female | See drawing DD_13 |  |  | Timber Veneer | Timber Veneer |  |  |  |  | 0 | By Others
DB.50 | A1 | Lobby to Male Changing | 910 x 2300 |  |  | Timber Veneer | Timber Veneer |  |  |  |  | 463.1 | A.B.Walnut Ex 150mm X 38mm with lose stop
DB.51 | A4 | Store Room | 950 x 2300 |  | D | Timber Veneer | Timber Veneer |  |  |  |  | 465.02 | A.B.Walnut Ex 150mm X 38mm with lose stop
DB.52 | A3 | Male WC | 820 x 2300 |  |  | Timber Veneer | Timber Veneer |  |  |  |  | 458.79 | A.B.Walnut Ex 150mm X 38mm with lose stop
DB.53 | A3 | Male WC | 820 x 2300 |  |  | Timber Veneer | Timber Veneer |  |  |  |  | 458.79 | A.B.Walnut Ex 150mm X 38mm with lose stop
DB.54 | F | Shower, Male | See drawing DD_13 |  |  | Timber Veneer | Timber Veneer |  |  |  |  | 0 | By Others
DB.55 | F | Shower, Male | See drawing DD_13 |  |  | Timber Veneer | Timber Veneer |  |  |  |  | 0 | By Others
DB.56 | F | Shower, Male | See drawing DD_13 |  |  | Timber Veneer | Timber Veneer |  |  |  |  | 0 | By Others
DB.57 | F | Shower, Male | See drawing DD_13 |  |  | Timber Veneer | Timber Veneer |  |  |  |  | 0 | By Others
DB.58 | F | Shower, Male | See drawing DD_13 |  |  | Timber Veneer | Timber Veneer |  |  |  |  | 0 | By Others
DB.59 | OMITTED
DB.60 | F | Shower, Male | See drawing DD_13 |  |  | Timber Veneer | Timber Veneer |  |  |  |  | 0 | By Others
DB.61 | F | Shower, Male | See drawing DD_13 |  |  | Timber Veneer | Timber Veneer |  |  |  |  | 0 | By Others
DB.62 | F | Shower, Male | See drawing DD_13 |  |  | Timber Veneer | Timber Veneer |  |  |  |  | 0 | By Others
DB.63 | F | Shower, Male | See drawing DD_13 |  |  | Timber Veneer | Timber Veneer |  |  |  |  | 0 | By Others
DB.64 | F | Shower, Male | See drawing DD_13 |  |  | Timber Veneer | Timber Veneer |  |  |  |  | 0 | By Others
DB.65 | F | Shower, Male | See drawing DD_13 |  |  | Timber Veneer | Timber Veneer |  |  |  |  | 0 | By Others
DB.66 | F | Shower, Male | See drawing DD_13 |  |  | Timber Veneer | Timber Veneer |  |  |  |  | 0 | By Others
DB.67 | A2 | Central Corridor | 1860 x 2300 |  | D | Timber Veneer | Timber Veneer | VP | FD60s | AC |  | 542.74 | A.B.Walnut Ex 150mm X 38mm with lose stop
DB.68 | A2 | Corridor to Stair | 2020 x 2300 |  | D | Timber Veneer | Timber Veneer | VP | FD60s | AC |  | 550.41 | A.B.Walnut Ex 150mm X 38mm with lose stop
DB.69 | A3 | Storage | 1060 x 2300 |  |  | Timber Veneer | Timber Veneer |  | FD60s |  |  | 504.35 | A.B.Walnut Ex 150mm X 38mm with lose stop
DB.70 | A1 | Unit to UKPN Corridor | 1010 x 2300 |  |  | Timber Veneer | Timber Veneer | VP |  |  |  | 467.9 | A.B.Walnut Ex 150mm X 38mm with lose stop
DB.71 | UKPN Spec | UKPN SubStation to Corridor | As per existing opening | UKPN Spec |  | UKPN Spec | UKPN Spec |  | UKPN Spec |  |  | 0 | By Others
DB.72 | UKPN Spec | UKPN SubStation to Corridor | As per existing opening | UKPN Spec |  | UKPN Spec | UKPN Spec |  | UKPN Spec |  |  | 0 | By Others
DB.73 | A3 | External Ventilation Riser | 970 x 2300 |  |  | Timber Veneer | Timber Veneer |  |  |  |  | 465.98 | A.B.Walnut Ex 150mm X 38mm with lose stop
DB.74 | G | Dry Riser Cupb'd, BOH Lobby | 628mm X 1123mm | 44 |  | Timber Veneer | Timber Veneer |  |  |  | See drawing DD_14. | 188.3 | HWD Ex 150mm X 38mm with lose stop
EX-DB.01 | (External) | UKPN Corridor | Ex. frame app. 935 x 2160 | (External door) |  | TBC | TBC |  |  |  |  | 0 | By Others
EX-DB.02 | (External) | External Stair | Frame approx 895 x 2160 | (External door) |  | TBC | TBC |  |  |  |  | 0 | By Others
DG.01 | E2 | Reception to A1/B1 Unit | See drawing DD_11. | (Glazed door) |  | PPC Metal Frame | Glazed Door |  | FD30s |  | See drawing DD_11. | 0 | By Others
DG.02 | A1 | Lift Lobby to BOH Lobby | See drawing DD_17. | 54 |  | Bronze SS (to front) | Bronze SS (to front) | VP | FD60s | AC | See drawing DD_17. (Also RE_34 & 35). | 1096.52. | A.B.Walnut Ex 200mm X 63mm Might be fire certification issues Unable to change
DG.03 | A1 | Lift Lobby to Store | See drawing DD_17. | 54 |  | Bronze SS (to front) | Bronze SS (to front) |  | FD30s |  | See drawing DD_17. (Also RE_34 & 35). | 1079.49 | A.B.Walnut Ex 200mm X 63mm Might be fire certification issues Unable to change
DG.04 | A1 | A1/B1 Unit to WC Lobby | 1233 x 2300 | 44 |  | Timber Veneer | Timber Veneer | VP |  |  |  | 478.6 | A.B.Walnut Ex 150mm X 38mm with lose stop
DG.05 | D2 | Riser to A1/B1 Unit | 1110 x 2000 | 54 | D | Factory-Painted Finish | Factory-Painted Finish |  | FD30s |  | See drawing DD_06. | 0 | By Others
DG.06 | D2 | Riser to A1/B1 Unit | 1110 x 2000 | 54 | D | Factory-Painted Finish | Factory-Painted Finish |  | FD30s |  | See drawing DD_06. | 0 | By Others
DG.07 | D2 | Riser to A1/B1 Unit | 1110 x 2000 | 54 | D | Factory-Painted Finish | Factory-Painted Finish |  | FD30s |  | See drawing DD_06. | 0 | By Others
DG.08 | A5 | Disabled WC | 1110 x 2300 | 44 |  | Timber Veneer | Timber Veneer |  |  |  |  | 472.7 | A.B.Walnut Ex 150mm X 38mm with lose stop
DG.09 | A1 | WC Lobby to WCs | 1010 x 2300 | 44 |  | Timber Veneer | Timber Veneer |  |  |  |  | 467.9 | A.B.Walnut Ex 150mm X 38mm with lose stop
DG.10 | A1 | WC Lobby to WCs | 1010 x 2300 | 44 |  | Timber Veneer | Timber Veneer |  |  |  |  | 467.9 | A.B.Walnut Ex 150mm X 38mm with lose stop
DG.11 | D2 | Riser to WCs | 1110 x 2000 | 44 | D | Factory-Painted Finish | Factory-Painted Finish |  | FD30s |  | See drawing DD_06. | 0 | By Others
DG.12 | D2 | Riser to WCs | 1000 x 2000 | 44 | D | Factory-Painted Finish | Factory-Painted Finish |  |  |  | See drawing DD_06. | 0 | By Others
DG.13 | A1 | A1/B1 Unit to Bike Lift Lobby | 1110 x 2300 | 54 |  | Timber Veneer | Timber Veneer | VP | FD30s |  |  | 489.72 | A.B.Walnut Ex 150mm X 38mm with lose stop
DG.14 | B1 | Service Yard to Bike Lift Lobby | 1110 x 2300 | 54 |  | Painted Finish | Painted Finish | VP | FD30s | AC | Additional protection required to door in Service Yard. | 202.06 | HWD Ex 150mm X 38mm with lose stop
DG.15 | B5 | Service Yard to Goods Lift Lobby | 1710 x 2300 | 54 | D | Painted Finish | Painted Finish | VP | FD60s |  | Additional protection required to door. Double swing door. See drawing DD_05. | 258.15 | HWD Ex 150mm X 38mm with lose stop
DG.16 | B1 | Service Yard to BOH Corridor | 1110 x 2300 | 54 |  | Painted Finish | Painted Finish | VP | FD60s |  | Additional protection required to door in Service Yard. | 245.72 | HWD Ex 150mm X 38mm with lose stop
DG.17 | B1 | BOH Lobby to BOH Corridor | 910 x 2300 | 54 |  | Painted Finish | Painted Finish | VP | FD30s |  |  | 198.79 | HWD Ex 150mm X 38mm with lose stop
DG.18 | A1 | A1/A3/B1 Unit to BOH Lobby | 910 x 2300 | 54 |  | Timber Veneer | Timber Veneer | VP | FD60s |  |  | 497.15 | A.B.Walnut Ex 150mm X 38mm with lose stop
DG.19 | D2 | Riser to A1/A3/B1 Unit | 1110 x 2000 | 54 | D | Factory-Painted Finish | Factory-Painted Finish |  | FD30s |  | See drawing DD_06. | 0 | By Others
DG.20 | D2 | Riser to A1/A3/B1 Unit | 1000 x 2000 | 54 | D | Factory-Painted Finish | Factory-Painted Finish |  | FD30s |  | See drawing DD_06. | 0 | By Others
DG.21 | A1 | BOH Lobby to A1/A3/B1 Unit | 1110 x 2300 | 54 |  | Timber Veneer | Timber Veneer | VP | FD60s |  |  | 506.75 | A.B.Walnut Ex 150mm X 38mm with lose stop
DG.22 | G | Dry Riser Cupb'd, BOH Lobby | 628mm X 1123mm | 44 |  | Timber Veneer | Timber Veneer |  |  |  | See drawing DD_14. | 188.3 | HWD Ex 150mm X 38mm with lose stop
DG.23 | D2 | Riser to BOH Lobby | 1110 x 2000 | 54 | D | Factory-Painted Finish | Factory-Painted Finish |  | FD60s |  | See drawing DD_06. | 0 | By Others
DG.24 | D2 | Riser to BOH Lobby | 1110 x 2000 | 54 | D | Factory-Painted Finish | Factory-Painted Finish |  | FD60s |  | See drawing DD_06. | 0 | By Others
DG.25 | D2 | Riser to BOH Lobby | 1110 x 2000 | 54 | D | Factory-Painted Finish | Factory-Painted Finish |  | FD60s |  | See drawing DD_06. | 0 | By Others
DG.26 | D2 | Riser to BOH Lobby | 1110 x 2000 | 54 | D | Factory-Painted Finish | Factory-Painted Finish |  | FD60s |  | See drawing DD_06. | 0 | By Others
DG.27 | B1 | Staircase 2 to BOH Lobby | 1233 x 2300 | 44 |  | Painted Finish | Painted Finish | VP | FD30s |  |  | 204.07 | HWD Ex 150mm X 38mm with lose stop
DG.28 | H | Smoke Extract AOV | 628mm X 1308mm | 54 |  | Timber Veneer | Timber Veneer |  | FD60s |  | See drawing DD_15. | 243.02 | HWD Ex 150mm X 38mm with lose stop
DG.29 | B1 | BOH Lobby to Service Corridor | 1110 x 2300 | 54 |  | Painted Finish | Painted Finish | VP | FD60s | AC |  | 245.72 | HWD Ex 150mm X 38mm with lose stop
DG.30 | B1 | Service Corridor to BOH Room | 910 x 2300 | 44 |  | Painted Finish | Painted Finish | VP |  |  |  | 181.76 | HWD Ex 150mm X 38mm with lose stop
DG.31 | D2 | Store in BOH Room | 1110 x 2000 | 44 | D | Factory-Painted Finish | Factory-Painted Finish |  |  |  | See drawing DD_06. | 0 | By Others
DG.32 | A1 | Café to BOH Room | 1010 x 2300 | 44 |  | Timber Veneer | Timber Veneer | VP |  |  |  | 467.9 | A.B.Walnut Ex 150mm X 38mm with lose stop
DG.33 | A1 | Café to WC Lobby | 1010 x 2300 | 44 |  | Timber Veneer | Timber Veneer |  |  |  |  | 467.9 | A.B.Walnut Ex 150mm X 38mm with lose stop
DG.34 | D2 | Cupboard in WC Lobby | 670 x 2000 | 44 |  | Factory-Painted Finish | Factory-Painted Finish |  |  |  | See drawing DD_06. | 0 | By Others
DG.35 | D2 | Cupboard in Disabled WC | 1110 x 2000 | 44 | D | Factory-Painted Finish | Factory-Painted Finish |  |  |  | See drawing DD_06. | 0 | By Others
DG.36 | A1 | Disabled WC | 1010 x 2300 | 44 |  | Timber Veneer | Timber Veneer |  |  |  |  | 467.9 | A.B.Walnut Ex 150mm X 38mm with lose stop
DG.37 | A1 | Cafe WC | 910 x 2300 | 44 |  | Timber Veneer | Timber Veneer |  |  |  |  | 463.1 | A.B.Walnut Ex 150mm X 38mm with lose stop
DG.38 | (Screen) | Café Screen | See drawing RE_32. | x | Sliding | PPC Metal Frame | Glazed panel |  |  |  | See drawing RE_32. | 0 | By Others
DG.39 | (Screen) | Café Screen | See drawing RE_32. | x | Sliding | PPC Metal Frame | Glazed panel |  |  |  | See drawing RE_32. | 0 | By Others
DG.40 | (Screen) | Café Screen | See drawing RE_32. | x | Sliding | PPC Metal Frame | Glazed panel |  |  |  | See drawing RE_32. | 0 | By Others
DG.41 | (Screen) | Café Screen | See drawing RE_32. | x | Sliding | PPC Metal Frame | Glazed panel |  |  |  | See drawing RE_32. | 0 | By Others
DG.42 | (Special) | Store behind Reception Desk | See drawing RE_23. | N/A |  | To match wall panelling | To match wall panelling |  |  |  | See drawing RE_23. | 0 | By Others
DG.43 | D1 | Front Entrance, Services Void | 670 x TBC | 44 |  | Factory-Painted Finish | Factory-Painted Finish |  |  |  | See drawing DD_06. Also RE_13 | 0 | By Others
DG.44 | D1 | Front Entrance, Services Void | 670 x TBC | 44 |  | Factory-Painted Finish | Factory-Painted Finish |  |  |  | See drawing DD_06. Also RE_13 | 0 | By Others
DGWC.01 | n/a | WC Cubicle | WC Cubicle System |  |  | To match timber veneer | To match timber veneer |  |  |  |  | 0 | By Others
DGWC.02 | n/a | WC Cubicle | WC Cubicle System |  |  | To match timber veneer | To match timber veneer |  |  |  |  | 0 | By Others
DGWC.03 | n/a | WC Cubicle | WC Cubicle System |  |  | To match timber veneer | To match timber veneer |  |  |  |  | 0 | By Others
DGWC.04 | n/a | WC Cubicle | WC Cubicle System |  |  | To match timber veneer | To match timber veneer |  |  |  |  | 0 | By Others
DGWC.05 | n/a | WC Cubicle | WC Cubicle System |  |  | To match timber veneer | To match timber veneer |  |  |  |  | 0 | By Others
DGWC.06 | n/a | WC Cubicle | WC Cubicle System |  |  | To match timber veneer | To match timber veneer |  |  |  |  | 0 | By Others
EX-DG.01 | (External) | Main Entrance, Revolving Doors | Approx 2200 x 2900 | (External door) | N/A | Metal Frame | Glazed Door |  |  | AC | See drawings FA_12 & 13 | 0 | By Others
EX-DG.02 | (External) | Main Entrance, Pass Door | Frame approx 1240 x 2900 | (External door) |  | Metal Frame | Glazed Door |  |  | AC | See drawings FA_12 & 13 | 0 | By Others
EX-DG.03 | (External) | Main Entrance, Pass Door | Frame approx 1240 x 2900 | (External door) |  | Metal Frame | Glazed Door |  |  | AC | See drawings FA_12 & 13 | 0 | By Others
EX-DG.04 | (External) | Garden, A1/B1 Unit | Frame approx 1750 x 2700 | (External door) | D | Metal Frame | Glazed Door |  |  |  |  | 0 | By Others
EX-DG.05 | (External) | Cannon Street, A1/B1 Unit | Frame approx 2090 x 2700 | (External door) | D | Metal Frame | Glazed Door |  |  |  |  | 0 | By Others
EX-DG.06 | (External) | Garden, A1 Unit | Frame approx 1770 x 2250 | (External door) | D | Metal Frame | Glazed Door |  |  |  | See drawings FA_20 & 21 | 0 | By Others
EX-DG.07 | (External) | Watling Street, A1 Unit | Frame approx 2190 x 2190 | (External door) | D | Metal Frame | Glazed Door |  |  |  | See drawing FA_22 | 0 | By Others
EX-DG.08 | (External) | Watling Street, A1/A3/B1 Unit | Frame approx 2645 x 2190 | (External door) | D | Metal Frame | Glazed Door |  |  |  | See drawing FA_23 | 0 | By Others
EX-DG.09 | (External) | Watling Street, A1/A3/B1 Unit | Frame approx 2550 x 2470 | (External door) | D | Metal Frame | Glazed Door |  |  |  |  | 0 | By Others
EX-DG.10 | (External) | Bread Street, BOH Lobby | Frame approx 2015 x 3475 | (External door) | D | Metal Frame | Metal Door |  |  | AC | See drawings FA_25 & 26 | 0 | By Others
EX-DG.11 | (External) | Bread Street, Service Yard | Frame approx 3955 x 3620 | (External door) | D | Metal Frame | Metal Door |  |  | AC | See drawings FA_27 & 28 | 0 | By Others
EX-DG.12 | (External) | Bread Street, Cycle Entrance | Frame approx 1550 x 3880 | (External door) |  | Metal Frame | Glazed Door |  |  | AC | See drawing FA_29 | 0 | By Others
D1.01 | E1 | Lift Lobby to Office | See drawing DD_10 | (Glazed door) | D | PPC Metal Frame | Glazed Door |  | FD30s | AC | See drawing DD_10. | 0 | By Others
D1.02 | E1 | Lift Lobby to Office | See drawing DD_10 | (Glazed door) | D | PPC Metal Frame | Glazed Door |  | FD30s | AC | See drawing DD_10. | 0 | By Others
D1.03 | D2 | Riser to Office, North Side | 1110 x 2000 | 54 | D | Factory-Painted Finish, White | Factory-Painted Finish, White |  | FD30s |  | See drawing DD_06. | 0 | By Others
D1.04 | D2 | Riser to Office, North Side | 1110 x 2000 | 54 | D | Factory-Painted Finish, White | Factory-Painted Finish, White |  | FD30s |  | See drawing DD_06. | 0 | By Others
D1.05 | D2 | Riser to Office, North Side | 1110 x 2000 | 54 | D | Factory-Painted Finish, White | Factory-Painted Finish, White |  | FD30s |  | See drawing DD_06. | 0 | By Others
D1.06 | D2 | Riser to Office, North Side | 1110 x 2000 | 54 | D | Factory-Painted Finish, White | Factory-Painted Finish, White |  | FD30s |  | See drawing DD_06. | 0 | By Others
D1.07 | D2 | Riser to Office, South Side | 1110 x 2000 | 54 | D | Factory-Painted Finish, White | Factory-Painted Finish, White |  | FD30s |  | See drawing DD_06. | 0 | By Others
D1.08 | D2 | Riser to Office, South Side | 1110 x 2000 | 54 | D | Factory-Painted Finish, White | Factory-Painted Finish, White |  | FD30s |  | See drawing DD_06. | 0 | By Others
D1.09 | D2 | Riser to Office, South Side | 1110 x 2000 | 54 | D | Factory-Painted Finish, White | Factory-Painted Finish, White |  | FD30s |  | See drawing DD_06. | 0 | By Others
D1.10 | D2 | Riser to Lift Lobby | 1110 x 2000 | 54 | D | Factory-Painted Finish, White | Factory-Painted Finish, White |  | FD30s |  | See drawing DD_06. (Also CO_30). | 0 | By Others
D1.11 | D2 | Riser to Lift Lobby | 1110 x 2000 | 54 | D | Factory-Painted Finish, White | Factory-Painted Finish, White |  | FD30s |  | See drawing DD_06. (Also CO_30). | 0 | By Others
D1.12 | D2 | Riser to Lift Lobby | 1110 x 2000 | 54 | D | Factory-Painted Finish, White | Factory-Painted Finish, White |  | FD30s |  | See drawing DD_06. (Also CO_30). | 0 | By Others
D1.13 | A7 | Lift Lobby to WC Lobby | 1233 x 2700 | 54 |  | Timber Veneer | Timber Veneer | VP | FD60s |  | Door with over-panel. See drawing DD_03. (Also CO_30 & 31). | 609.07 | A.B.Walnut Ex 175mm X 38mm with lose stop.
D1.14 | H | Smoke Extract AOV | 628mm X 1308mm | 54 |  | Timber Veneer | Timber Veneer |  | FD30s |  | See drawing DD_15. (Also CO_31). | 209.34 | HWD Ex 150mm X 38mm with lose stop
D1.15 | A8 | Disabled WC | 1110 x 2700 | 44 |  | Timber Veneer | Timber Veneer |  |  |  | Door with over-panel. See drawing DD_03. (Also CO_31). | 543.91 | A.B.Walnut Ex 175mm X 38mm with lose stop.
D1.16 | A7 | Staircase 2 | 1233 x 2700 | 54 |  | Timber Veneer | Timber Veneer | VP | FD30s | AC | Door with over-panel. See drawing DD_03. (Also CO_31). | 573.15 | A.B.Walnut Ex 175mm X 38mm with lose stop.
D1.17 | A7 | WC, Male | 1110 x 2700 | 54 |  | Timber Veneer | Timber Veneer |  | FD60s |  | Door with over-panel. See drawing DD_03. (Also CO_31). | 583.63 | A.B.Walnut Ex 175mm X 38mm with lose stop.
D1.18 | G | Dry Riser Cupboard | 628mm X 1123mm | 54 |  | Timber Veneer | Timber Veneer |  |  |  | See drawing DD_14. (Also CO_31). | 188.3 | HWD Ex 150mm X 38mm with lose stop
D1.19 | D2 | Riser to WC, Male | 1110 x 2000 | 54 | D | Factory-Painted Finish, White | Factory-Painted Finish, White |  | FD30 |  | See drawing DD_06. | 0 | By Others
D1.20 | A7 | Lift Lobby to WC Lobby | 1010 x 2700 | 44 |  | Timber Veneer | Timber Veneer | VP |  |  | Door with over-panel. See drawing DD_03. (Also CO_30 & 32). | 543.91 | A.B.Walnut Ex 175mm X 38mm with lose stop.
D1.21 | A4 | Cleaner's Store to WC Lobby | 1100 x 2300 | 54 | D | Timber Veneer | Timber Veneer |  | FD30s |  | See drawing DD_02. (Also CO_32). | 487.33 | A.B.Walnut Ex 150mm X 38mm with lose stop
D1.22 | A4 | Cleaner's Store to WC Lobby | 1100 x 2300 | 54 | D | Timber Veneer | Timber Veneer |  | FD30s |  | See drawing DD_02. (Also CO_32). | 487.33 | A.B.Walnut Ex 150mm X 38mm with lose stop
D1.23 | A7 | WC, Female | 1010 x 2700 | 44 |  | Timber Veneer | Timber Veneer |  |  |  | Door with over-panel. See drawing DD_03. (Also CO_32). | 543.91 | A.B.Walnut Ex 175mm X 38mm with lose stop.
D1.24 | D2 | Riser to WC, Female | 1110 x 2000 | 54 | D | Factory-Painted Finish, White | Factory-Painted Finish, White |  | FD30s |  | See drawing DD_06. | 0 | By Others
D1.25 | D2 | Riser to WC, Female | 1000 x 2000 | 54 | D | Factory-Painted Finish, White | Factory-Painted Finish, White |  |  |  | See drawing DD_06. | 0 | By Others
D1.26 | A7 | Lift Lobby to Stair 1 Lobby | 1233 x 2700 | 54 |  | Timber Veneer | Timber Veneer | VP | FD30s |  | Door with over-panel. See drawing DD_03. (Also CO_32). | 573.15 | A.B.Walnut Ex 175mm X 38mm with lose stop.
D1.27 | G | Dry Riser Cupboard | 628mm X 1123mm | 54 |  | Timber Veneer | Timber Veneer |  |  |  | See drawing DD_14. (Also CO_32). | 188.3 | HWD Ex 150mm X 38mm with lose stop
D1.28 | H | Smoke Extract AOV | 628mm X 1308mm | 54 |  | Timber Veneer | Timber Veneer |  | FD30s |  | See drawing DD_15. (Also CO_32). | 209.34 | HWD Ex 150mm X 38mm with lose stop
D1.29 | A7 | Staircase 1 | 1233 x 2700 | 54 |  | Timber Veneer | Timber Veneer | VP | FD30s | AC | Door with over-panel. See drawing DD_03. (Also CO_32). | 573.15 | A.B.Walnut Ex 175mm X 38mm with lose stop.
D1WC.01 | n/a | WC Cubicle | WC Cubicle System |  |  | To match timber veneer | To match timber veneer |  |  |  |  | 0 | By Others
D1WC.02 | n/a | WC Cubicle | WC Cubicle System |  |  | To match timber veneer | To match timber veneer |  |  |  |  | 0 | By Others
D1WC.03 | n/a | WC Cubicle | WC Cubicle System |  |  | To match timber veneer | To match timber veneer |  |  |  |  | 0 | By Others
D1WC.04 | n/a | WC Cubicle | WC Cubicle System |  |  | To match timber veneer | To match timber veneer |  |  |  |  | 0 | By Others
D1WC.05 | n/a | WC Cubicle | WC Cubicle System |  |  | To match timber veneer | To match timber veneer |  |  |  |  | 0 | By Others
D1WC.06 | n/a | WC Cubicle | WC Cubicle System |  |  | To match timber veneer | To match timber veneer |  |  |  |  | 0 | By Others
D1WC.07 | n/a | WC Cubicle | WC Cubicle System |  |  | To match timber veneer | To match timber veneer |  |  |  |  | 0 | By Others
D1WC.08 | n/a | WC Cubicle | WC Cubicle System |  |  | To match timber veneer | To match timber veneer |  |  |  |  | 0 | By Others
D1WC.09 | n/a | WC Cubicle | WC Cubicle System |  |  | To match timber veneer | To match timber veneer |  |  |  |  | 0 | By Others
D1WC.10 | n/a | WC Cubicle | WC Cubicle System |  |  | To match timber veneer | To match timber veneer |  |  |  |  | 0 | By Others
D1WC.11 | n/a | WC Cubicle | WC Cubicle System |  |  | To match timber veneer | To match timber veneer |  |  |  |  | 0 | By Others
D1WC.12 | n/a | WC Cubicle | WC Cubicle System |  |  | To match timber veneer | To match timber veneer |  |  |  |  | 0 | By Others
D1WC.13 | n/a | WC Cubicle | WC Cubicle System |  |  | To match timber veneer | To match timber veneer |  |  |  |  | 0 | By Others
D1WC.14 | n/a | WC Cubicle | WC Cubicle System |  |  | To match timber veneer | To match timber veneer |  |  |  |  | 0 | By Others
D2.01 | E1 | Lift Lobby to Office | See drawing DD_10 | (Glazed door) | D | PPC Metal Frame | Glazed Door | (Glazed door) | FD30s | AC | See drawing DD_10. | 0 | By Others
D2.02 | E1 | Lift Lobby to Office | See drawing DD_10 | (Glazed door) | D | PPC Metal Frame | Glazed Door | (Glazed door) | FD30s | AC | See drawing DD_10. | 0 | By Others
D2.03 | D2 | Riser to Office, North Side | 1110 x 2000 | 54 | D | Factory-Painted Finish, White | Factory-Painted Finish, White |  | FD30s |  | See drawing DD_06. | 0 | By Others
D2.04 | D2 | Riser to Office, North Side | 1110 x 2000 | 54 | D | Factory-Painted Finish, White | Factory-Painted Finish, White |  | FD30s |  | See drawing DD_06. | 0 | By Others
D2.05 | D2 | Riser to Office, North Side | 1110 x 2000 | 54 | D | Factory-Painted Finish, White | Factory-Painted Finish, White |  | FD30s |  | See drawing DD_06. | 0 | By Others
D2.06 | D2 | Riser to Office, North Side | 1110 x 2000 | 54 | D | Factory-Painted Finish, White | Factory-Painted Finish, White |  | FD30s |  | See drawing DD_06. | 0 | By Others
D2.07 | D2 | Riser to Office, South Side | 1110 x 2000 | 54 | D | Factory-Painted Finish, White | Factory-Painted Finish, White |  | FD30s |  | See drawing DD_06. | 0 | By Others
D2.08 | D2 | Riser to Office, South Side | 1110 x 2000 | 54 | D | Factory-Painted Finish, White | Factory-Painted Finish, White |  | FD30s |  | See drawing DD_06. | 0 | By Others
D2.09 | D2 | Riser to Office, South Side | 1110 x 2000 | 54 | D | Factory-Painted Finish, White | Factory-Painted Finish, White |  | FD30s |  | See drawing DD_06. | 0 | By Others
D2.10 | D2 | Riser to Lift Lobby | 1110 x 2000 | 54 | D | Factory-Painted Finish, White | Factory-Painted Finish, White |  | FD30s |  | See drawing DD_06. (Also CO_30). | 0 | By Others
D2.11 | D2 | Riser to Lift Lobby | 1110 x 2000 | 54 | D | Factory-Painted Finish, White | Factory-Painted Finish, White |  | FD30s |  | See drawing DD_06. (Also CO_30). | 0 | By Others
D2.12 | D2 | Riser to Lift Lobby | 1110 x 2000 | 54 | D | Factory-Painted Finish, White | Factory-Painted Finish, White |  | FD30s |  | See drawing DD_06. (Also CO_30). | 0 | By Others
D2.13 | A7 | Lift Lobby to WC Lobby | 1233 x 2700 | 54 |  | Timber Veneer | Timber Veneer | VP | FD60s |  | Door with over-panel. See drawing DD_03. (Also CO_30 & 31). | 609.07 | A.B.Walnut Ex 175mm X 38mm with lose stop.
D2.14 | H | Smoke Extract AOV | 628mm X 1308mm | 54 |  | Timber Veneer | Timber Veneer |  | FD30s |  | See drawing DD_15. (Also CO_31). | 209.34 | HWD Ex 150mm X 38mm with lose stop
D2.15 | A8 | Disabled WC | 1110 x 2700 | 44 |  | Timber Veneer | Timber Veneer |  |  |  | Door with over-panel. See drawing DD_03. (Also CO_31). | 543.91 | A.B.Walnut Ex 175mm X 38mm with lose stop.
D2.16 | A7 | Staircase 2 | 1233 x 2700 | 54 |  | Timber Veneer | Timber Veneer | VP | FD30s | AC | Door with over-panel. See drawing DD_03. (Also CO_31). | 573.15 | A.B.Walnut Ex 175mm X 38mm with lose stop.
D2.17 | A7 | WC, Male | 1110 x 2700 | 54 |  | Timber Veneer | Timber Veneer |  | FD60s |  | Door with over-panel. See drawing DD_03. (Also CO_31). | 583.63 | A.B.Walnut Ex 175mm X 38mm with lose stop.
D2.18 | G | Dry Riser Cupboard | 628mm X 1123mm | 54 |  | Timber Veneer | Timber Veneer |  |  |  | See drawing DD_14. (Also CO_31). | 188.3 | HWD Ex 150mm X 38mm with lose stop
D2.19 | D2 | Riser to WC, Male | 1110 x 2000 | 54 | D | Factory-Painted Finish, White | Factory-Painted Finish, White |  | FD30 |  | See drawing DD_06. | 0 | By Others
D2.20 | A7 | Lift Lobby to WC Lobby | 1010 x 2700 | 44 |  | Timber Veneer | Timber Veneer | VP |  |  | Door with over-panel. See drawing DD_03. (Also CO_30 & 32). | 543.91 | A.B.Walnut Ex 175mm X 38mm with lose stop.
D2.21 | A4 | Cleaner's Store to WC Lobby | 1100 x 2300 | 54 | D | Timber Veneer | Timber Veneer |  | FD30s |  | See drawing DD_02. (Also CO_32). | 487.33 | A.B.Walnut Ex 150mm X 38mm with lose stop
D2.22 | A4 | Cleaner's Store to WC Lobby | 1100 x 2300 | 54 | D | Timber Veneer | Timber Veneer |  | FD30s |  | See drawing DD_02. (Also CO_32). | 487.33 | A.B.Walnut Ex 150mm X 38mm with lose stop
D2.23 | A7 | WC, Female | 1010 x 2700 | 44 |  | Timber Veneer | Timber Veneer |  |  |  | Door with over-panel. See drawing DD_03. (Also CO_32). | 543.91 | A.B.Walnut Ex 175mm X 38mm with lose stop.
D2.24 | D2 | Riser to WC, Female | 1110 x 2000 | 54 | D | Factory-Painted Finish, White | Factory-Painted Finish, White |  | FD30s |  | See drawing DD_06. | 0 | By Others
D2.25 | D2 | Riser to WC, Female | 1000 x 2000 | 54 | D | Factory-Painted Finish, White | Factory-Painted Finish, White |  |  |  | See drawing DD_06. | 0 | By Others
D2.26 | A7 | Lift Lobby to Stair 1 Lobby | 1233 x 2700 | 54 |  | Timber Veneer | Timber Veneer | VP | FD30s |  | Door with over-panel. See drawing DD_03. (Also CO_32). | 573.15 | A.B.Walnut Ex 175mm X 38mm with lose stop.
D2.27 | G | Dry Riser Cupboard | 628mm X 1123mm | 54 |  | Timber Veneer | Timber Veneer |  |  |  | See drawing DD_14. (Also CO_32). | 188.3 | HWD Ex 150mm X 38mm with lose stop
D2.28 | H | Smoke Extract AOV | 628mm X 1308mm | 54 |  | Timber Veneer | Timber Veneer |  | FD30s |  | See drawing DD_15. (Also CO_32). | 209.34 | HWD Ex 150mm X 38mm with lose stop
D2.29 | A7 | Staircase 1 | 1233 x 2700 | 54 |  | Timber Veneer | Timber Veneer | VP | FD30s | AC | Door with over-panel. See drawing DD_03. (Also CO_32). | 573.15 | A.B.Walnut Ex 175mm X 38mm with lose stop.
D2WC.01 | n/a | WC Cubicle | WC Cubicle System |  |  | To match timber veneer | To match timber veneer |  |  |  |  | 0 | By Others
D2WC.02 | n/a | WC Cubicle | WC Cubicle System |  |  | To match timber veneer | To match timber veneer |  |  |  |  | 0 | By Others
D2WC.03 | n/a | WC Cubicle | WC Cubicle System |  |  | To match timber veneer | To match timber veneer |  |  |  |  | 0 | By Others
D2WC.04 | n/a | WC Cubicle | WC Cubicle System |  |  | To match timber veneer | To match timber veneer |  |  |  |  | 0 | By Others
D2WC.05 | n/a | WC Cubicle | WC Cubicle System |  |  | To match timber veneer | To match timber veneer |  |  |  |  | 0 | By Others
D2WC.06 | n/a | WC Cubicle | WC Cubicle System |  |  | To match timber veneer | To match timber veneer |  |  |  |  | 0 | By Others
D2WC.07 | n/a | WC Cubicle | WC Cubicle System |  |  | To match timber veneer | To match timber veneer |  |  |  |  | 0 | By Others
D2WC.08 | n/a | WC Cubicle | WC Cubicle System |  |  | To match timber veneer | To match timber veneer |  |  |  |  | 0 | By Others
D2WC.09 | n/a | WC Cubicle | WC Cubicle System |  |  | To match timber veneer | To match timber veneer |  |  |  |  | 0 | By Others
D2WC.10 | n/a | WC Cubicle | WC Cubicle System |  |  | To match timber veneer | To match timber veneer |  |  |  |  | 0 | By Others
D2WC.11 | n/a | WC Cubicle | WC Cubicle System |  |  | To match timber veneer | To match timber veneer |  |  |  |  | 0 | By Others
D2WC.12 | n/a | WC Cubicle | WC Cubicle System |  |  | To match timber veneer | To match timber veneer |  |  |  |  | 0 | By Others
D2WC.13 | n/a | WC Cubicle | WC Cubicle System |  |  | To match timber veneer | To match timber veneer |  |  |  |  | 0 | By Others
D2WC.14 | n/a | WC Cubicle | WC Cubicle System |  |  | To match timber veneer | To match timber veneer |  |  |  |  | 0 | By Others
D3.01 | E1 | Lift Lobby to Office | See drawing DD_10 | (Glazed door) | D | PPC Metal Frame | Glazed Door |  | FD30s | AC | See drawing DD_10. | 0 | By Others
D3.02 | E1 | Lift Lobby to Office | See drawing DD_10 | (Glazed door) | D | PPC Metal Frame | Glazed Door |  | FD30s | AC | See drawing DD_10. | 0 | By Others
D3.03 | D2 | Riser to Office, North Side | 1110 x 2000 | 54 | D | Factory-Painted Finish, White | Factory-Painted Finish, White |  | FD30s |  | See drawing DD_06. | 0 | By Others
D3.04 | D2 | Riser to Office, North Side | 1110 x 2000 | 54 | D | Factory-Painted Finish, White | Factory-Painted Finish, White |  | FD30s |  | See drawing DD_06. | 0 | By Others
D3.05 | D2 | Riser to Office, North Side | 1110 x 2000 | 54 | D | Factory-Painted Finish, White | Factory-Painted Finish, White |  | FD30s |  | See drawing DD_06. | 0 | By Others
D3.06 | D2 | Riser to Office, North Side | 1110 x 2000 | 54 | D | Factory-Painted Finish, White | Factory-Painted Finish, White |  | FD30s |  | See drawing DD_06. | 0 | By Others
D3.07 | D2 | Riser to Office, South Side | 1110 x 2000 | 54 | D | Factory-Painted Finish, White | Factory-Painted Finish, White |  | FD30s |  | See drawing DD_06. | 0 | By Others
D3.08 | D2 | Riser to Office, South Side | 1110 x 2000 | 54 | D | Factory-Painted Finish, White | Factory-Painted Finish, White |  | FD30s |  | See drawing DD_06. | 0 | By Others
D3.09 | D2 | Riser to Office, South Side | 1110 x 2000 | 54 | D | Factory-Painted Finish, White | Factory-Painted Finish, White |  | FD30s |  | See drawing DD_06. | 0 | By Others
D3.10 | D2 | Riser to Lift Lobby | 1110 x 2000 | 54 | D | Factory-Painted Finish, White | Factory-Painted Finish, White |  | FD30s |  | See drawing DD_06. (Also CO_30). | 0 | By Others
D3.11 | D2 | Riser to Lift Lobby | 1110 x 2000 | 54 | D | Factory-Painted Finish, White | Factory-Painted Finish, White |  | FD30s |  | See drawing DD_06. (Also CO_30). | 0 | By Others
D3.12 | D2 | Riser to Lift Lobby | 1110 x 2000 | 54 | D | Factory-Painted Finish, White | Factory-Painted Finish, White |  | FD30s |  | See drawing DD_06. (Also CO_30). | 0 | By Others
D3.13 | A7 | Lift Lobby to WC Lobby | 1233 x 2700 | 54 |  | Timber Veneer | Timber Veneer | VP | FD60s |  | Door with over-panel. See drawing DD_03. (Also CO_30 & 31). | 609.07 | A.B.Walnut Ex 175mm X 38mm with lose stop.
D3.14 | H | Smoke Extract AOV | 628mm X 1308mm | 54 |  | Timber Veneer | Timber Veneer |  | FD30s |  | See drawing DD_15. (Also CO_31). | 209.34 | HWD Ex 150mm X 38mm with lose stop
D3.15 | A8 | Disabled WC | 1110 x 2700 | 44 |  | Timber Veneer | Timber Veneer |  |  |  | Door with over-panel. See drawing DD_03. (Also CO_31). | 543.91 | A.B.Walnut Ex 175mm X 38mm with lose stop.
D3.16 | A7 | Staircase 2 | 1233 x 2700 | 54 |  | Timber Veneer | Timber Veneer | VP | FD30s | AC | Door with over-panel. See drawing DD_03. (Also CO_31). | 573.15 | A.B.Walnut Ex 175mm X 38mm with lose stop.
D3.17 | A7 | WC, Male | 1110 x 2700 | 54 |  | Timber Veneer | Timber Veneer |  | FD60s |  | Door with over-panel. See drawing DD_03. (Also CO_31). | 583.63 | A.B.Walnut Ex 175mm X 38mm with lose stop.
D3.18 | G | Dry Riser Cupboard | 628mm X 1123mm | 54 |  | Timber Veneer | Timber Veneer |  |  |  | See drawing DD_14. (Also CO_31). | 188.3 | HWD Ex 150mm X 38mm with lose stop
D3.19 | D2 | Riser to WC, Male | 1110 x 2000 | 54 | D | Factory-Painted Finish, White | Factory-Painted Finish, White |  | FD30 |  | See drawing DD_06. | 0 | By Others
D3.20 | A7 | Lift Lobby to WC Lobby | 1010 x 2700 | 44 |  | Timber Veneer | Timber Veneer | VP |  |  | Door with over-panel. See drawing DD_03. (Also CO_30 & 32). | 543.91 | A.B.Walnut Ex 175mm X 38mm with lose stop.
D3.21 | A4 | Cleaner's Store to WC Lobby | 1100 x 2300 | 54 | D | Timber Veneer | Timber Veneer |  | FD30s |  | See drawing DD_02. (Also CO_32). | 487.33 | A.B.Walnut Ex 150mm X 38mm with lose stop
D3.22 | A4 | Cleaner's Store to WC Lobby | 1100 x 2300 | 54 | D | Timber Veneer | Timber Veneer |  | FD30s |  | See drawing DD_02. (Also CO_32). | 487.33 | A.B.Walnut Ex 150mm X 38mm with lose stop
D3.23 | A7 | WC, Female | 1010 x 2700 | 44 |  | Timber Veneer | Timber Veneer |  |  |  | Door with over-panel. See drawing DD_03. (Also CO_32). | 543.91 | A.B.Walnut Ex 175mm X 38mm with lose stop.
D3.24 | D2 | Riser to WC, Female | 1110 x 2000 | 54 | D | Factory-Painted Finish, White | Factory-Painted Finish, White |  | FD30s |  | See drawing DD_06. | 0 | By Others
D3.25 | D2 | Riser to WC, Female | 1000 x 2000 | 54 | D | Factory-Painted Finish, White | Factory-Painted Finish, White |  |  |  | See drawing DD_06. | 0 | By Others
D3.26 | A7 | Lift Lobby to Stair 1 Lobby | 1233 x 2700 | 54 |  | Timber Veneer | Timber Veneer | VP | FD30s |  | Door with over-panel. See drawing DD_03. (Also CO_32). | 573.15 | A.B.Walnut Ex 175mm X 38mm with lose stop.
D3.27 | G | Dry Riser Cupboard | 628mm X 1123mm | 54 |  | Timber Veneer | Timber Veneer |  |  |  | See drawing DD_14. (Also CO_32). | 188.3 | HWD Ex 150mm X 38mm with lose stop
D3.28 | H | Smoke Extract AOV | 628mm X 1308mm | 54 |  | Timber Veneer | Timber Veneer |  | FD30s |  | See drawing DD_15. (Also CO_32). | 209.34 | HWD Ex 150mm X 38mm with lose stop
D3.29 | A7 | Staircase 1 | 1233 x 2700 | 54 |  | Timber Veneer | Timber Veneer | VP | FD30s | AC | Door with over-panel. See drawing DD_03. (Also CO_32). | 573.15 | A.B.Walnut Ex 175mm X 38mm with lose stop.
D3WC.01 | n/a | WC Cubicle | WC Cubicle System |  |  | To match timber veneer | To match timber veneer |  |  |  |  | 0 | By Others
D3WC.02 | n/a | WC Cubicle | WC Cubicle System |  |  | To match timber veneer | To match timber veneer |  |  |  |  | 0 | By Others
D3WC.03 | n/a | WC Cubicle | WC Cubicle System |  |  | To match timber veneer | To match timber veneer |  |  |  |  | 0 | By Others
D3WC.04 | n/a | WC Cubicle | WC Cubicle System |  |  | To match timber veneer | To match timber veneer |  |  |  |  | 0 | By Others
D3WC.05 | n/a | WC Cubicle | WC Cubicle System |  |  | To match timber veneer | To match timber veneer |  |  |  |  | 0 | By Others
D3WC.06 | n/a | WC Cubicle | WC Cubicle System |  |  | To match timber veneer | To match timber veneer |  |  |  |  | 0 | By Others
D3WC.07 | n/a | WC Cubicle | WC Cubicle System |  |  | To match timber veneer | To match timber veneer |  |  |  |  | 0 | By Others
D3WC.08 | n/a | WC Cubicle | WC Cubicle System |  |  | To match timber veneer | To match timber veneer |  |  |  |  | 0 | By Others
D3WC.09 | n/a | WC Cubicle | WC Cubicle System |  |  | To match timber veneer | To match timber veneer |  |  |  |  | 0 | By Others
D3WC.10 | n/a | WC Cubicle | WC Cubicle System |  |  | To match timber veneer | To match timber veneer |  |  |  |  | 0 | By Others
D3WC.11 | n/a | WC Cubicle | WC Cubicle System |  |  | To match timber veneer | To match timber veneer |  |  |  |  | 0 | By Others
D3WC.12 | n/a | WC Cubicle | WC Cubicle System |  |  | To match timber veneer | To match timber veneer |  |  |  |  | 0 | By Others
D3WC.13 | n/a | WC Cubicle | WC Cubicle System |  |  | To match timber veneer | To match timber veneer |  |  |  |  | 0 | By Others
D3WC.14 | n/a | WC Cubicle | WC Cubicle System |  |  | To match timber veneer | To match timber veneer |  |  |  |  | 0 | By Others
D4.01 | E1 | Lift Lobby to Office | See drawing DD_10 | (Glazed door) | D | PPC Metal Frame | Glazed Door |  | FD30s | AC | See drawing DD_10. | 0 | By Others
D4.02 | E1 | Lift Lobby to Office | See drawing DD_10 | (Glazed door) | D | PPC Metal Frame | Glazed Door |  | FD30s | AC | See drawing DD_10. | 0 | By Others
D4.03 | D2 | Riser to Office, North Side | 1110 x 2000 | 54 | D | Factory-Painted Finish, White | Factory-Painted Finish, White |  | FD30s |  | See drawing DD_06. | 0 | By Others
D4.04 | D2 | Riser to Office, North Side | 1110 x 2000 | 54 | D | Factory-Painted Finish, White | Factory-Painted Finish, White |  | FD30s |  | See drawing DD_06. | 0 | By Others
D4.05 | D2 | Riser to Office, North Side | 1110 x 2000 | 54 | D | Factory-Painted Finish, White | Factory-Painted Finish, White |  | FD30s |  | See drawing DD_06. | 0 | By Others
D4.06 | D2 | Riser to Office, North Side | 1110 x 2000 | 54 | D | Factory-Painted Finish, White | Factory-Painted Finish, White |  | FD30s |  | See drawing DD_06. | 0 | By Others
D4.07 | D2 | Riser to Office, South Side | 1110 x 2000 | 54 | D | Factory-Painted Finish, White | Factory-Painted Finish, White |  | FD30s |  | See drawing DD_06. | 0 | By Others
D4.08 | D2 | Riser to Office, South Side | 1110 x 2000 | 54 | D | Factory-Painted Finish, White | Factory-Painted Finish, White |  | FD30s |  | See drawing DD_06. | 0 | By Others
D4.09 | D2 | Riser to Office, South Side | 1110 x 2000 | 54 | D | Factory-Painted Finish, White | Factory-Painted Finish, White |  | FD30s |  | See drawing DD_06. | 0 | By Others
D4.10 | D2 | Riser to Lift Lobby | 1110 x 2000 | 54 | D | Factory-Painted Finish, White | Factory-Painted Finish, White |  | FD30s |  | See drawing DD_06. (Also CO_30). | 0 | By Others
D4.11 | D2 | Riser to Lift Lobby | 1110 x 2000 | 54 | D | Factory-Painted Finish, White | Factory-Painted Finish, White |  | FD30s |  | See drawing DD_06. (Also CO_30). | 0 | By Others
D4.12 | D2 | Riser to Lift Lobby | 1110 x 2000 | 54 | D | Factory-Painted Finish, White | Factory-Painted Finish, White |  | FD30s |  | See drawing DD_06. (Also CO_30). | 0 | By Others
D4.13 | A7 | Lift Lobby to WC Lobby | 1233 x 2700 | 54 |  | Timber Veneer | Timber Veneer | VP | FD60s |  | Door with over-panel. See drawing DD_03. (Also CO_30 & 31). | 609.07 | A.B.Walnut Ex 175mm X 38mm with lose stop.
D4.14 | H | Smoke Extract AOV | 628mm X 1308mm | 54 |  | Timber Veneer | Timber Veneer |  | FD30s |  | See drawing DD_15. (Also CO_31). | 209.34 | HWD Ex 150mm X 38mm with lose stop
D4.15 | A8 | Disabled WC | 1110 x 2700 | 44 |  | Timber Veneer | Timber Veneer |  |  |  | Door with over-panel. See drawing DD_03. (Also CO_31). | 543.91 | A.B.Walnut Ex 175mm X 38mm with lose stop.
D4.16 | A7 | Staircase 2 | 1233 x 2700 | 54 |  | Timber Veneer | Timber Veneer | VP | FD30s | AC | Door with over-panel. See drawing DD_03. (Also CO_31). | 573.15 | A.B.Walnut Ex 175mm X 38mm with lose stop.
D4.17 | A7 | WC, Male | 1110 x 2700 | 54 |  | Timber Veneer | Timber Veneer |  | FD60s |  | Door with over-panel. See drawing DD_03. (Also CO_31). | 583.63 | A.B.Walnut Ex 175mm X 38mm with lose stop.
D4.18 | G | Dry Riser Cupboard | 628mm X 1123mm | 54 |  | Timber Veneer | Timber Veneer |  |  |  | See drawing DD_14. (Also CO_31). | 188.3 | HWD Ex 150mm X 38mm with lose stop
D4.19 | D2 | Riser to WC, Male | 1110 x 2000 | 54 | D | Factory-Painted Finish, White | Factory-Painted Finish, White |  | FD30 |  | See drawing DD_06. | 0 | By Others
D4.20 | A7 | Lift Lobby to WC Lobby | 1010 x 2700 | 44 |  | Timber Veneer | Timber Veneer | VP |  |  | Door with over-panel. See drawing DD_03. (Also CO_30 & 32). | 543.91 | A.B.Walnut Ex 175mm X 38mm with lose stop.
D4.21 | A4 | Cleaner's Store to WC Lobby | 1100 x 2300 | 54 | D | Timber Veneer | Timber Veneer |  | FD30s |  | See drawing DD_02. (Also CO_32). | 487.33 | A.B.Walnut Ex 150mm X 38mm with lose stop
D4.22 | A4 | Cleaner's Store to WC Lobby | 1100 x 2300 | 54 | D | Timber Veneer | Timber Veneer |  | FD30s |  | See drawing DD_02. (Also CO_32). | 487.33 | A.B.Walnut Ex 150mm X 38mm with lose stop
D4.23 | A7 | WC, Female | 1010 x 2700 | 44 |  | Timber Veneer | Timber Veneer |  |  |  | Door with over-panel. See drawing DD_03. (Also CO_32). | 543.91 | A.B.Walnut Ex 175mm X 38mm with lose stop.
D4.24 | D2 | Riser to WC, Female | 1110 x 2000 | 54 | D | Factory-Painted Finish, White | Factory-Painted Finish, White |  | FD30s |  | See drawing DD_06. | 0 | By Others
D4.25 | D2 | Riser to WC, Female | 1000 x 2000 | 54 | D | Factory-Painted Finish, White | Factory-Painted Finish, White |  |  |  | See drawing DD_06. | 0 | By Others
D4.26 | A7 | Lift Lobby to Stair 1 Lobby | 1233 x 2700 | 54 |  | Timber Veneer | Timber Veneer | VP | FD30s |  | Door with over-panel. See drawing DD_03. (Also CO_32). | 573.15 | A.B.Walnut Ex 175mm X 38mm with lose stop.
D4.27 | G | Dry Riser Cupboard | 628mm X 1123mm | 54 |  | Timber Veneer | Timber Veneer |  |  |  | See drawing DD_14. (Also CO_32). | 188.3 | HWD Ex 150mm X 38mm with lose stop
D4.28 | H | Smoke Extract AOV | 628mm X 1308mm | 54 |  | Timber Veneer | Timber Veneer |  | FD30s |  | See drawing DD_15. (Also CO_32). | 209.34 | HWD Ex 150mm X 38mm with lose stop
D4.29 | A7 | Staircase 1 | 1233 x 2700 | 54 |  | Timber Veneer | Timber Veneer | VP | FD30s | AC | Door with over-panel. See drawing DD_03. (Also CO_32). | 573.15 | A.B.Walnut Ex 175mm X 38mm with lose stop.
D4WC.01 | n/a | WC Cubicle | WC Cubicle System |  |  | To match timber veneer | To match timber veneer |  |  |  |  | 0 | By Others
D4WC.02 | n/a | WC Cubicle | WC Cubicle System |  |  | To match timber veneer | To match timber veneer |  |  |  |  | 0 | By Others
D4WC.03 | n/a | WC Cubicle | WC Cubicle System |  |  | To match timber veneer | To match timber veneer |  |  |  |  | 0 | By Others
D4WC.04 | n/a | WC Cubicle | WC Cubicle System |  |  | To match timber veneer | To match timber veneer |  |  |  |  | 0 | By Others
D4WC.05 | n/a | WC Cubicle | WC Cubicle System |  |  | To match timber veneer | To match timber veneer |  |  |  |  | 0 | By Others
D4WC.06 | n/a | WC Cubicle | WC Cubicle System |  |  | To match timber veneer | To match timber veneer |  |  |  |  | 0 | By Others
D4WC.07 | n/a | WC Cubicle | WC Cubicle System |  |  | To match timber veneer | To match timber veneer |  |  |  |  | 0 | By Others
D4WC.08 | n/a | WC Cubicle | WC Cubicle System |  |  | To match timber veneer | To match timber veneer |  |  |  |  | 0 | By Others
D4WC.09 | n/a | WC Cubicle | WC Cubicle System |  |  | To match timber veneer | To match timber veneer |  |  |  |  | 0 | By Others
D4WC.10 | n/a | WC Cubicle | WC Cubicle System |  |  | To match timber veneer | To match timber veneer |  |  |  |  | 0 | By Others
D4WC.11 | n/a | WC Cubicle | WC Cubicle System |  |  | To match timber veneer | To match timber veneer |  |  |  |  | 0 | By Others
D4WC.12 | n/a | WC Cubicle | WC Cubicle System |  |  | To match timber veneer | To match timber veneer |  |  |  |  | 0 | By Others
D4WC.13 | n/a | WC Cubicle | WC Cubicle System |  |  | To match timber veneer | To match timber veneer |  |  |  |  | 0 | By Others
D4WC.14 | n/a | WC Cubicle | WC Cubicle System |  |  | To match timber veneer | To match timber veneer |  |  |  |  | 0 | By Others
EX-D4.01 | (External) | Roof Terrace, North Side | Frame approx 1255 x 2565 | (External door) |  | PPC Metal Frame | Glazed Door |  |  |  | See terrace details | 0 | By Others
EX-D4.02 | (External) | Roof Terrace, South Side | Frame approx 1255 x 2565 | (External door) |  | PPC Metal Frame | Glazed Door |  |  |  | See terrace details | 0 | By Others
D5.01 | E1 | Lift Lobby to Office | See drawing DD_10 | (Glazed door) | D | PPC Metal Frame | Glazed Door |  | FD30s | AC | See drawing DD_10. | 0 | By Others
D5.02 | E1 | Lift Lobby to Office | See drawing DD_10 | (Glazed door) | D | PPC Metal Frame | Glazed Door |  | FD30s | AC | See drawing DD_10. | 0 | By Others
D5.03 | D2 | Riser to Office, North Side | 1110 x 2000 | 54 | D | Factory-Painted Finish, White | Factory-Painted Finish, White |  | FD30s |  | See drawing DD_06. | 0 | By Others
D5.04 | D2 | Riser to Office, North Side | 1110 x 2000 | 54 | D | Factory-Painted Finish, White | Factory-Painted Finish, White |  | FD30s |  | See drawing DD_06. | 0 | By Others
D5.05 | D2 | Riser to Office, North Side | 1110 x 2000 | 54 | D | Factory-Painted Finish, White | Factory-Painted Finish, White |  | FD30s |  | See drawing DD_06. | 0 | By Others
D5.06 | D2 | Riser to Office, North Side | 1110 x 2000 | 54 | D | Factory-Painted Finish, White | Factory-Painted Finish, White |  | FD30s |  | See drawing DD_06. | 0 | By Others
D5.07 | D2 | Riser to Office, South Side | 1110 x 2000 | 54 | D | Factory-Painted Finish, White | Factory-Painted Finish, White |  | FD30s |  | See drawing DD_06. | 0 | By Others
D5.08 | D2 | Riser to Office, South Side | 1110 x 2000 | 54 | D | Factory-Painted Finish, White | Factory-Painted Finish, White |  | FD30s |  | See drawing DD_06. | 0 | By Others
D5.09 | D2 | Riser to Office, South Side | 1110 x 2000 | 54 | D | Factory-Painted Finish, White | Factory-Painted Finish, White |  | FD30s |  | See drawing DD_06. | 0 | By Others
D5.10 | D2 | Riser to Lift Lobby | 1110 x 2000 | 54 | D | Factory-Painted Finish, White | Factory-Painted Finish, White |  | FD30s |  | See drawing DD_06. (Also CO_30). | 0 | By Others
D5.11 | D2 | Riser to Lift Lobby | 1110 x 2000 | 54 | D | Factory-Painted Finish, White | Factory-Painted Finish, White |  | FD30s |  | See drawing DD_06. (Also CO_30). | 0 | By Others
D5.12 | D2 | Riser to Lift Lobby | 1110 x 2000 | 54 | D | Factory-Painted Finish, White | Factory-Painted Finish, White |  | FD30s |  | See drawing DD_06. (Also CO_30). | 0 | By Others
D5.13 | A7 | Lift Lobby to WC Lobby | 1233 x 2700 | 54 |  | Timber Veneer | Timber Veneer | VP | FD60s |  | Door with over-panel. See drawing DD_03. (Also CO_30 & 31). | 609.07 | A.B.Walnut Ex 175mm X 38mm with lose stop.
D5.14 | H | Smoke Extract AOV | 628mm X 1308mm | 54 |  | Timber Veneer | Timber Veneer |  | FD30s |  | See drawing DD_15. (Also CO_31). | 209.34 | HWD Ex 150mm X 38mm with lose stop
D5.15 | A8 | Disabled WC | 1110 x 2700 | 44 |  | Timber Veneer | Timber Veneer |  |  |  | Door with over-panel. See drawing DD_03. (Also CO_31). | 543.91 | A.B.Walnut Ex 175mm X 38mm with lose stop.
D5.16 | A7 | Staircase 2 | 1233 x 2700 | 54 |  | Timber Veneer | Timber Veneer | VP | FD30s | AC | Door with over-panel. See drawing DD_03. (Also CO_31). | 573.15 | A.B.Walnut Ex 175mm X 38mm with lose stop.
D5.17 | A7 | WC, Male | 1110 x 2700 | 54 |  | Timber Veneer | Timber Veneer |  | FD60s |  | Door with over-panel. See drawing DD_03. (Also CO_31). | 583.63 | A.B.Walnut Ex 175mm X 38mm with lose stop.
D5.18 | G | Dry Riser Cupboard | 628mm X 1123mm | 54 |  | Timber Veneer | Timber Veneer |  |  |  | See drawing DD_14. (Also CO_31). | 188.3 | HWD Ex 150mm X 38mm with lose stop
D5.19 | D2 | Riser to WC, Male | 1110 x 2000 | 54 | D | Factory-Painted Finish, White | Factory-Painted Finish, White |  | FD30 |  | See drawing DD_06. | 0 | By Others
D5.20 | A7 | Lift Lobby to WC Lobby | 1010 x 2700 | 44 |  | Timber Veneer | Timber Veneer | VP |  |  | Door with over-panel. See drawing DD_03. (Also CO_30 & 32). | 543.91 | A.B.Walnut Ex 175mm X 38mm with lose stop.
D5.21 | A4 | Cleaner's Store to WC Lobby | 1100 x 2300 | 54 | D | Timber Veneer | Timber Veneer |  | FD30s |  | See drawing DD_02. (Also CO_32). | 487.33 | A.B.Walnut Ex 150mm X 38mm with lose stop
D5.22 | A4 | Cleaner's Store to WC Lobby | 1100 x 2300 | 54 | D | Timber Veneer | Timber Veneer |  | FD30s |  | See drawing DD_02. (Also CO_32). | 487.33 | A.B.Walnut Ex 150mm X 38mm with lose stop
D5.23 | A7 | WC, Female | 1010 x 2700 | 44 |  | Timber Veneer | Timber Veneer |  |  |  | Door with over-panel. See drawing DD_03. (Also CO_32). | 543.91 | A.B.Walnut Ex 175mm X 38mm with lose stop.
D5.24 | D2 | Riser to WC, Female | 1110 x 2000 | 54 | D | Factory-Painted Finish, White | Factory-Painted Finish, White |  | FD30s |  | See drawing DD_06. | 0 | By Others
D5.25 | D2 | Riser to WC, Female | 1000 x 2000 | 54 | D | Factory-Painted Finish, White | Factory-Painted Finish, White |  |  |  | See drawing DD_06. | 0 | By Others
D5.26 | A7 | Lift Lobby to Stair 1 Lobby | 1233 x 2700 | 54 |  | Timber Veneer | Timber Veneer | VP | FD30s |  | Door with over-panel. See drawing DD_03. (Also CO_32). | 573.15 | A.B.Walnut Ex 175mm X 38mm with lose stop.
D5.27 | G | Dry Riser Cupboard | 628mm X 1123mm | 54 |  | Timber Veneer | Timber Veneer |  |  |  | See drawing DD_14. (Also CO_32). | 188.3 | HWD Ex 150mm X 38mm with lose stop
D5.28 | H | Smoke Extract AOV | 628mm X 1308mm | 54 |  | Timber Veneer | Timber Veneer |  | FD30s |  | See drawing DD_15. (Also CO_32). | 209.34 | HWD Ex 150mm X 38mm with lose stop
D5.29 | A7 | Staircase 1 | 1233 x 2700 | 54 |  | Timber Veneer | Timber Veneer | VP | FD30s | AC | Door with over-panel. See drawing DD_03. (Also CO_32). | 573.15 | A.B.Walnut Ex 175mm X 38mm with lose stop.
D5WC.01 | n/a | WC Cubicle | WC Cubicle System |  |  | To match timber veneer | To match timber veneer |  |  |  |  | 0 | By Others
D5WC.02 | n/a | WC Cubicle | WC Cubicle System |  |  | To match timber veneer | To match timber veneer |  |  |  |  | 0 | By Others
D5WC.03 | n/a | WC Cubicle | WC Cubicle System |  |  | To match timber veneer | To match timber veneer |  |  |  |  | 0 | By Others
D5WC.04 | n/a | WC Cubicle | WC Cubicle System |  |  | To match timber veneer | To match timber veneer |  |  |  |  | 0 | By Others
D5WC.05 | n/a | WC Cubicle | WC Cubicle System |  |  | To match timber veneer | To match timber veneer |  |  |  |  | 0 | By Others
D5WC.06 | n/a | WC Cubicle | WC Cubicle System |  |  | To match timber veneer | To match timber veneer |  |  |  |  | 0 | By Others
D5WC.07 | n/a | WC Cubicle | WC Cubicle System |  |  | To match timber veneer | To match timber veneer |  |  |  |  | 0 | By Others
D5WC.08 | n/a | WC Cubicle | WC Cubicle System |  |  | To match timber veneer | To match timber veneer |  |  |  |  | 0 | By Others
D5WC.09 | n/a | WC Cubicle | WC Cubicle System |  |  | To match timber veneer | To match timber veneer |  |  |  |  | 0 | By Others
D5WC.10 | n/a | WC Cubicle | WC Cubicle System |  |  | To match timber veneer | To match timber veneer |  |  |  |  | 0 | By Others
D5WC.11 | n/a | WC Cubicle | WC Cubicle System |  |  | To match timber veneer | To match timber veneer |  |  |  |  | 0 | By Others
D5WC.12 | n/a | WC Cubicle | WC Cubicle System |  |  | To match timber veneer | To match timber veneer |  |  |  |  | 0 | By Others
D5WC.13 | n/a | WC Cubicle | WC Cubicle System |  |  | To match timber veneer | To match timber veneer |  |  |  |  | 0 | By Others
D5WC.14 | n/a | WC Cubicle | WC Cubicle System |  |  | To match timber veneer | To match timber veneer |  |  |  |  | 0 | By Others
EX-D5.01 | (External) | Roof Terrace, North Side | Frame approx 1145 x 2620 | (External door) |  | PPC Metal Frame | Glazed Door |  |  |  | See terrace details | 0 | By Others
EX-D5.02 | (External) | Roof Terrace, North Side | Frame approx 1025 x 2620 | (External door) |  | PPC Metal Frame | Glazed Door |  |  |  | See terrace details | 0 | By Others
EX-D5.03 | (External) | Roof Terrace, South Side | Frame approx 1025 x 2620 | (External door) |  | PPC Metal Frame | Glazed Door |  |  |  | See terrace details | 0 | By Others
EX-D5.04 | (External) | Roof Terrace, South Side | Frame approx 1165 x 2620 | (External door) |  | PPC Metal Frame | Glazed Door |  |  |  | See terrace details | 0 | By Others
EX-D5.05 | (External) | Roof Terrace, South Side | Frame approx 1165 x 2620 | (External door) |  | PPC Metal Frame | Glazed Door |  |  |  | See terrace details | 0 | By Others
EX-D5.06 | (External) | Staircase 3 to Roof | Frame approx 1185 x 2685 | (External door) |  | PPC Metal Frame | Glazed Door |  |  |  | See drawing DD_30 | 0 | By Others
EX-D6.01 | (External) | Staircase 2 to Roof | Frame approx 1100 x 2150 | (External door) |  | PPC Metal Frame | PPC Metal Door |  |  |  | See roof details | 0 | By Others
EX-D6.02 | (External) | Metal access gate to plant | Frame approx 1050 x 1650 | (External door) |  | PPC Metal Frame | PPC Metal Door |  |  |  | See roof details | 0 | By Others
EX-D6.03 | (External) | Glass access gate, North side | Frame approx 1000 x 1150 | (External door) |  | Glazed balustrading | Glazed balustrading |  |  |  | See roof details | 0 | By Others
EX-D6.04 | (External) | Glass access gate, South side | Frame approx 1000 x 1150 | (External door) | x | Glazed balustrading | Glazed balustrading |  |  |  | See roof details | 0 | By Others
EX-D6.05 | (External) | Metal access gate to plant | Frame approx 1080 x 1215 | (External door) |  | PPC Metal Frame | PPC Metal Door |  |  |  | See roof details | 0 | By Others
EX-D6.06 | (External) | Metal access gate to plant | Frame approx 945 x 850 | (External door) |  | PPC Metal Frame | PPC Metal Door |  |  |  | See roof details | 0 | By Others
| TOTAL | [10 empty] | 56779.26
ADDED BY JMS