## JMS SHEDULE OF WORKS
[10 empty] | MS | JS | PS
JMS REF | BofQ ref | Item | Size | Nr | Drawing | Details | Cost each | Total cost | Notes | HOURS | HOURS | HOURS | Stone | Glass | Metal | Corial | Fabric | Veneer | Laminate
3600/1 | DR-A-81-ZZ.01 | FD30s DGF36.01 DGF36.02 DUG32.02 DUG32.03 DO118.01 | 1010x2100x140 | 5 | DR-A-53-ZZ.01/2 | DR-A-53-ZZ.02 | 196.664 | 983.3198 | EX 38x150 PRIMED SOFTWOOD LININGS. MDF ARCHITRAVE BOTH SIDES. DOOR TYPE 01 JAMB TYPE A | 2.43 | 1 | 0.25
3600/2 | DR-A-81-ZZ.01 | DUG28.01 DUG34.01 D0117.01 | 1010x2100x140 | 3 | DR-A-53-ZZ.01/2 | DR-A-53-ZZ.02 | 242.184 | 726.5521 | EX 38x150 PRIMED HARDWOOD LININGS. MDF ARCHITRAVE BOTH SIDES.DOOR TYPE 01 JAMB TYPE A | 7.29 | 3 | 0.75
3600/3 | DR-A-81-ZZ.01 | FD30s DGF27.02 & DGF27.04 | 2010x2100 | 2 | DR-A-53-ZZ.01/2 | DR-A-53-ZZ.02 | 231.8204 | 463.6408 | EX 38x150 PRIMED SOFTWOOD LININGS. MDF ARCHITRAVE BOTH SIDES.DOOR TYPE 02 JAMB TYPE A FD30S | 5.72 | 2 | 0.5
3600/4 | DR-A-81-ZZ.01 | FD30s DGF21.01 DGF21.02 DUG21.03 DUG26.03 | 2210x2100 | 4 | DR-A-53-ZZ.01/2 | DR-A-53-ZZ.02 | 233.4862 | 933.9448 | EX 38x150 PRIMED SOFTWOOD LININGS. MDF ARCHITRAVE BOTH SIDES.DOOR TYPE 02 JAMB TYPE A FD30S | 11.52 | 4 | 1
3600/5 | DR-A-81-ZZ.01 | FD30S FRAME TYPE 02 JAMB TYPE A | 2410X2100 | 24 | DR-A-53-ZZ.01/2 | DR-A-53-ZZ.02 | 234.2437 | 5621.8487 | EX 38x150 PRIMED SOFTWOOD LININGS. MDF ARCHITRAVE BOTH SIDES.DOOR TYPE 02 JAMB TYPE A FD30S | 69.12 | 24 | 6
3600/6 | DR-A-81-ZZ.01 | FD60s DUG21.01 | 2210x2100 | 1 | DR-A-53-ZZ.01/2 | DR-A-53-ZZ.02 | 291.1438 | 291.1438 | EX 38x150 PRIMED HARDWOOD LININGS. MDF ARCHITRAVE BOTH SIDES.DOOR TYPE 02 JAMB TYPE A FD60S | 2.88 | 1 | 0.25
3600/7 | DR-A-81-ZZ.01 | FD30s DO1O1.01 D0110.01 DO111.01 | 1010x2100 | 3 | DR-A-53-ZZ.01/2 | DR-A-53-ZZ.02 | 196.664 | 589.9919 | EX 38x150 PRIMED SOFTWOOD LININGS. MDF ARCHITRAVE BOTH SIDES.DOOR TYPE 01 JAMB TYPE B | 7.29 | 3 | 0.75
3600/8 | DR-A-81-ZZ.01 | FD60S DO1O2.01 | 1010x2100 | 1 | DR-A-53-ZZ.01/2 | DR-A-53-ZZ.02 | 242.184 | 242.184 | EX 38x150 PRIMED HARDWOOD LININGS. MDF ARCHITRAVE BOTH SIDES.DOOR TYPE 01 JAMB TYPE B | 2.43 | 1 | 0.25
3600/9 | DR-A-81-ZZ.01 | FD60s DUG11.01 | 1585x2100 | 1 | DR-A-53-ZZ.01/2 | DR-A-53-ZZ.02 | 306.5958 | 306.5958 | EX 38x250 PRIMED HARDWOOD LININGS. MDF ARCHITRAVE BOTH SIDES.DOOR TYPE 03 JAMB TYPE B | 2.69 | 1 | 0.25
3600/10 | DR-A-81-ZZ.01 | FD60s DGF01.01 | 2210x2100 | 1 | DR-A-53-ZZ.01/2 | DR-A-53-ZZ.02 | 320.7477 | 320.7477 | EX 38x250 PRIMED HARDWOOD LININGS. MDF ARCHITRAVE BOTH SIDES.DOOR TYPE 03 JAMB TYPE C | 2.75 | 1 | 0.25
3600/11 | DR-A-81-ZZ.01 | FD60s DGF35.01 | 1010x2100 | 1 | DR-A-53-ZZ.01/2 | DR-A-53-ZZ.02 | 242.184 | 242.184 | EX 38x150 PRIMED HARDWOOD LININGS. MDF ARCHITRAVE BOTH SIDES.DOOR TYPE 01 JAMB TYPE A | 2.43 | 1 | 0.25
3600/12 | DR-A-81-ZZ.01 | FD30s DGF18.01 DUG18.01 | 1585x2100 | 2 | DR-A-53-ZZ.01/2 | DR-A-53-ZZ.02 | 204.5306 | 409.0611 | EX 38x150 PRIMED SOFTWOOD LININGS. MDF ARCHITRAVE BOTH SIDES.DOOR TYPE 03 JAMB TYPE A | 4.98 | 2 | 0.5
3600/13 | DR-A-81-ZZ.01 | FD60s DGF22.01 DUG22.01 DGF17.01 | 1585x2100 | 3 | DR-A-53-ZZ.01/2 | DR-A-53-ZZ.02 | 265.9529 | 797.8588 | EX 38x150 PRIMED HARDWOOD LININGS. MDF ARCHITRAVE BOTH SIDES. DOOR TYPE 03 JAMB TYPE A | 8.07 | 3 | 0.75
3600/14 | DR-A-81-ZZ.01 | FD30s DGF11.01 | 1585x2100 | 1 | DR-A-53-ZZ.01/2 | DR-A-53-ZZ.02 | 226.1183 | 226.1183 | EX 38x250 PRIMED SOFTWOOD LININGS. MDF ARCHITRAVE BOTH SIDES. DOOR TYPE 03 JAMB TYPE C | 2.69 | 1 | 0.25
3600/15 | DR-A-81-ZZ.01 | FS60s DUG02.01 | 1585x2100 | 1 | DR-A-53-ZZ.01/2 | DR-A-53-ZZ.02 | 252.3954 | 252.3954 | EX 50x150 PRIMED HARDWOOD LININGS. NO ARCHITRAVE AS NONE ON DETAIL.DOOR TYPE 03 JAMB TYPE E, SCHEDULE ASKS FOR TIMBER FRAME DETAIL SHOWS MEATL.PRICED AS TIMBER | 1.87 | 1 | 0.25
3600/16 | DR-A-81-ZZ.01 | DUG10.01 | 1585x2100 | 1 | DR-A-53-ZZ.01/2 | DR-A-53-ZZ.02 | 179.8814 | 179.8814 | EX 50x150 PRIMED SOFTWOOD LININGS. NO ARCHITRAVE AS NONE ON DETAIL. DOOR TYPE 03 JAMB TYPE F, SCHEDULE ASKS FOR TIMBER FRAME DETAIL SHOWS METAL.PRICED AS TIMBER | 1.87 | 1 | 0.25
3600/17 | DR-A-81-ZZ.01 | DGF25.05 | 1585x2100 | 1 | DR-A-53-ZZ.01/2 | DR-A-53-ZZ.02 | 156.1212 | 156.1212 | EX 50x150 PRIMED SOFTWOOD LININGS. NO ARCHITRAVE AS NONE ON DETAIL. DOOR TYPE 03 JAMB TYPE G, SCHEDULE ASKS FOR TIMBER FRAME DETAIL SHOWS METAL.PRICED AS TIMBER. NON FIRE RATED | 1.87 | 1 | 0.25
3600/18 | DR-A-81-ZZ.01 | DUG17.01 | 1585x2100 | 1 | DR-A-53-ZZ.01/2 | DR-A-53-ZZ.02 | 225.6566 | 225.6566 | EX 50x150 PRIMED HARDWOOD LININGS. NO ARCHITRAVE AS NONE ON DETAIL.DOOR TYPE 03 JAMB TYPE H, SCHEDULE ASKS FOR TIMBER FRAME DETAIL SHOWS METAL.PRICED AS TIMBER. FD60s | 1.87 | 1 | 0.25
3600/19 | DR-A-81-ZZ.01 | DGF09.02 | 1585x2100 | 1 | DR-A-53-ZZ.01/2 | DR-A-53-ZZ.02 | 306.5958 | 306.5958 | EX 38x250 PRIMED HARDWOOD LININGS. MDF ARCHITRAVE BOTH SIDES.DOOR TYPE 03 JAMB TYPE C | 2.69 | 1 | 0.25
3600/20 | DR-A-81-ZZ.01 | DUG01.01 | 2510x2100 | 1 | DR-A-53-ZZ.01/2 | DR-A-53-ZZ.02 | 235.134 | 235.134 | EX 38x150 PRIMED SOFTWOOD LININGS. MDF ARCHITRAVE BOTH SIDES.DOOR TYPE 06 JAMB TYPE A FD30S | 2.89 | 1 | 0.25
3600/21 | DR-A-81-ZZ.02 | D0218.01 D0318.01 D0418.01 DO518.01 D0618.01 | 1010x2100 | 5 | DR-A-53-ZZ.01/2 | DR-A-53-ZZ.02 | 196.664 | 983.3198 | EX 38x150 PRIMED SOFTWOOD LININGS. MDF ARCHITRAVE BOTH SIDES.DOOR TYPE 01 JAMB TYPE A FD30s | 12.15 | 5 | 1.25
3600/22 | DR-A-81-ZZ.02 | D0217.01 D0317.01 D0417.01 D0517.01 DO617.01 | 1100x2100 | 5 | DR-A-53-ZZ.01/2 | DR-A-53-ZZ.02 | 242.184 | 1210.9201 | EX 38x150 PRIMED HARDWOOD LININGS. MDF ARCHITRAVE BOTH SIDES. DOOR TYPE 01 JAMB TYPE A | 12.15 | 5 | 1.25
3600/23 | DR-A-81-ZZ.02 | DO621.03 | 2510x2100 | 1 | DR-A-53-ZZ.01/2 | DR-A-53-ZZ.02 | 219.984 | 219.984 | EX 38x150 PRIMED SOFTWOOD LININGS. MDF ARCHITRAVE BOTH SIDES. DOOR TYPE 06 JAMB TYPE TBC BUT PRICED AS TYPE A. NON FIRE RATED | 2.89 | 1 | 0.25
3600/24 | DR-A-81-ZZ.02 | D0201.02 D0210.01 D0301.01 D0310.01 D0401.01 D0410.01 D0501.01 D0510.01 DO601.01 D0610.01 | 1010x2100 | 10 | DR-A-53-ZZ.01/2 | DR-A-53-ZZ.02 | 196.664 | 1966.6397 | EX 38x150 PRIMED SOFTWOOD LININGS. MDF ARCHITRAVE BOTH SIDES. DOOR TYPE 01 JAMB TYPE B FD30s | 24.3 | 10 | 2.5
3600/25 | DR-A-81-ZZ.02 | D0201.01 D0211.01 D0302.01 D0311.01 D0402.01 D0411.01 DO502.01 D0511.01 D0602.01 DO611.01 | 1010x2100 | 10 | DR-A-53-ZZ.01/2 | DR-A-53-ZZ.02 | 242.184 | 2421.8402 | EX 38x150 PRIMED HARDWOOD LININGS. MDF ARCHITRAVE BOTH SIDES. DOOR TYPE 01 JAMB TYPE B FD60s | 24.3 | 10 | 2.5
3600/26 | DR-A-81-ZZ.03 | D0718.01 D0818.01 D0918.01 D1O18.01 | 1010x2100 | 4 | DR-A-53-ZZ.01/2 | DR-A-53-ZZ.02 | 196.664 | 786.6559 | EX 38x150 PRIMED SOFTWOOD LININGS. MDF ARCHITRAVE BOTH SIDES. DOOR TYPE 01 JAMB TYPE A FD30s | 9.72 | 4 | 1
3600/27 | DR-A-81-ZZ.03 | D0717.01 D0817.01 D0917.01 D1017.01 | 1010x2100 | 4 | DR-A-53-ZZ.01/2 | DR-A-53-ZZ.02 | 242.184 | 968.7361 | EX 38x150 PRIMED HARDWOOD LININGS. MDF ARCHITRAVE BOTH SIDES. DOOR TYPE 01 JAMB TYPE A FD60s | 9.72 | 4 | 1
3600/28 | DR-A-81-ZZ.03 | D0701.01 D0710.01 D0801.01 D0810.01 D0901.01 D0910.01 D1001.01 D1010.01 | 1010x2100 | 8 | DR-A-53-ZZ.01/2 | DR-A-53-ZZ.02 | 196.664 | 1573.3117 | EX 38x150 PRIMED SOFTWOOD LININGS. MDF ARCHITRAVE BOTH SIDES. DOOR TYPE 01 JAMB TYPE B FD30s | 19.44 | 8 | 2
3600/29 | DR-A-81-ZZ.03 | D0702.01 D0711.01 D0802.01 D0811.01 DO9O2.01 D0911.01 D1OO2.01 D1011.01 D11O2.01 | 1010x2100 | 9 | DR-A-53-ZZ.01/2 | DR-A-53-ZZ.02 | 242.184 | 2179.6562 | EX 38x150 PRIMED HARDWOOD LININGS. MDF ARCHITRAVE BOTH SIDES. DOOR TYPE 01 JAMB TYPE B FD60s | 21.87 | 9 | 2.25
3600/30 | DR-A-81-ZZ.03 | D0822.01 | 2510x2100 | 1 | DR-A-53-ZZ.01/2 | DR-A-53-ZZ.02 | 219.984 | 219.984 | EX 38x150 PRIMED SOFTWOOD LININGS. MDF ARCHITRAVE BOTH SIDES. DOOR TYPE 06 JAMB TYPE B. NON FIRE RATED | 2.89 | 1 | 0.25
3600/31 | DR-A-81-ZZ.03 | D1111.01 | 1010x2100 | 1 | DR-A-53-ZZ.01/2 | DR-A-53-ZZ.02 | 242.184 | 242.184 | EX 38x150 PRIMED HARDWOOD LININGS. MDF ARCHITRAVE BOTH SIDES. DOOR TYPE 01 JAMB TYPE B FD60s | 2.43 | 1 | 0.25
3600/32 | DR-A-81-ZZ.03 | DO621.03 | 2510x2210 | 1 | DR-A-53-ZZ.01/2 | DR-A-53-ZZ.02 | 219.984 | 219.984 | EX 38x150 PRIMED SOFTWOOD LININGS. MDF ARCHITRAVE BOTH SIDES. DOOR TYPE 06 JAMB TYPE TBC BUT PRICED AS TYPE A. NON FIRE RATED | 2.89 | 1 | 0.25
3600/33 | [6 empty] | 0 | 0 |  | 0 | 0 | 0
3600/34 | [6 empty] | 0 | 0 |  | 0 | 0 | 0
3600/35 | [6 empty] | 0 | 0 |  | 0 | 0 | 0
3600/36 | [6 empty] | 0 | 0 |  | 0 | 0 | 0
3600/37 | [6 empty] | 0 | 0 |  | 0 | 0 | 0
3600/38 | [6 empty] | 0 | 0 |  | 0 | 0 | 0
3600/39 | [6 empty] | 0 | 0 |  | 0 | 0 | 0
3600/40 | [6 empty] | 0 | 0 |  | 0 | 0 | 0
3600/41 | [6 empty] | 0 | 0 |  | 0 | 0 | 0
3600/42 | [6 empty] | 0 | 0 |  | 0 | 0 | 0
3600/43 | [6 empty] | 0 | 0 |  | 0 | 0 | 0
3600/44 | [6 empty] | 0 | 0 |  | 0 | 0 | 0
3600/45 | [6 empty] | 0 | 0 |  | 0 | 0 | 0
3600/46 | [6 empty] | 0 | 0 |  | 0 | 0 | 0
3600/47 | [6 empty] | 0 | 0 |  | 0 | 0 | 0
3600/48 | [6 empty] | 0 | 0 |  | 0 | 0 | 0
3600/49 | [6 empty] | 0 | 0 |  | 0 | 0 | 0
3600/50 | [6 empty] | 0 | 0 |  | 0 | 0 | 0
3600/51 | [6 empty] | 0 | 0 |  | 0 | 0 | 0
3600/52 | [6 empty] | 0 | 0 |  | 0 | 0 | 0
3600/53 | [6 empty] | 0 | 0 |  | 0 | 0 | 0
3600/54 | [6 empty] | 0 | 0 |  | 0 | 0 | 0
3600/55 | [6 empty] | 0 | 0 |  | 0 | 0 | 0
3600/56 | [6 empty] | 0 | 0 |  | 0 | 0 | 0
3600/57 | [6 empty] | 0 | 0 |  | 0 | 0 | 0
3600/58 | [6 empty] | 0 | 0 |  | 0 | 0 | 0
3600/59 | [6 empty] | 0 | 0 |  | 0 | 0 | 0
3600/60 | [6 empty] | 0 | 0 |  | 0 | 0 | 0
3600/61 | [6 empty] | 0 | 0 |  | 0 | 0 | 0
3600/62 | [6 empty] | 0 | 0 |  | 0 | 0 | 0
3600/63 | [6 empty] | 0 | 0 |  | 0 | 0 | 0
3600/64 | [6 empty] | 0 | 0 |  | 0 | 0 | 0
3600/65 | [6 empty] | 0 | 0 |  | 0 | 0 | 0
3600/66 | [6 empty] | 0 | 0 |  | 0 | 0 | 0
3600/67 | [6 empty] | 0 | 0 |  | 0 | 0 | 0
3600/68 | [6 empty] | 0 | 0 |  | 0 | 0 | 0
3600/69 | [6 empty] | 0 | 0 |  | 0 | 0 | 0
3600/70 | [6 empty] | 0 | 0 |  | 0 | 0 | 0
3600/71 | [6 empty] | 0 | 0 |  | 0 | 0 | 0
3600/72 | [6 empty] | 0 | 0 |  | 0 | 0 | 0
3600/73 | [6 empty] | 0 | 0 |  | 0 | 0 | 0
3600/74 | [6 empty] | 0 | 0 |  | 0 | 0 | 0
3600/75 | [6 empty] | 0 | 0 |  | 0 | 0 | 0
3600/76 | [6 empty] | 0 | 0 |  | 0 | 0 | 0
3600/77 | [6 empty] | 0 | 0 |  | 0 | 0 | 0
3600/78 | [6 empty] | 0 | 0 |  | 0 | 0 | 0
3600/79 | [6 empty] | 0 | 0 |  | 0 | 0 | 0
3600/80 | [6 empty] | 0 | 0 |  | 0 | 0 | 0
3600/81 | [6 empty] | 0 | 0 |  | 0 | 0 | 0
3600/82 | [6 empty] | 0 | 0 |  | 0 | 0 | 0
3600/83 | [6 empty] | 0 | 0 |  | 0 | 0 | 0
3600/84 | [6 empty] | 0 | 0 |  | 0 | 0 | 0
3600/85 | [6 empty] | 0 | 0 |  | 0 | 0 | 0
3600/86 | [6 empty] | 0 | 0 |  | 0 | 0 | 0
3600/87 | [6 empty] | 0 | 0 |  | 0 | 0 | 0
3600/88 | [6 empty] | 0 | 0 |  | 0 | 0 | 0
3600/89 | [6 empty] | 0 | 0 |  | 0 | 0 | 0
3600/90 | [6 empty] | 0 | 0 |  | 0 | 0 | 0
3600/91 | [6 empty] | 0 | 0 |  | 0 | 0 | 0
3600/92 | [6 empty] | 0 | 0 |  | 0 | 0 | 0
3600/93 | [6 empty] | 0 | 0 |  | 0 | 0 | 0
3600/94 | [6 empty] | 0 | 0 |  | 0 | 0 | 0
3600/95 | [6 empty] | 0 | 0 |  | 0 | 0 | 0
3600/96 | [6 empty] | 0 | 0 |  | 0 | 0 | 0
3600/97 | [6 empty] | 0 | 0 |  | 0 | 0 | 0
3600/98 | [6 empty] | 0 | 0 |  | 0 | 0 | 0
3600/99 | [6 empty] | 0 | 0 |  | 0 | 0 | 0
TOTAL | [7 empty] | 26504.1915 |  | 290.1 | 113 | 28.25

## BUILDUPS
JOB No
SITE
CONTRACTOR
ITEM | FD30s DGF36.01 DGF36.02 DUG32.02 DUG32.03 DO118.01 |  | 1010x2100x140 |  | DR-A-53-ZZ.01/2 |  | Nr units | 5
3600/1 | PART | MATERIAL | SECTION | SECTION | AREA | No / LM | RATE | COST |  | ms hours | js hours | ps hours
TIMBER | LINING | SOFTWOOD | 0.15 | 0.038 | 0.0057 | 5.6 | 550 | 17.556
TIMBER | STOP | SOFTWOOD | 0.05 | 0.025 | 0.00125 | 5.6 | 550 | 3.85
TIMBER |  |  |  |  | 0 |  |  | 0
SHEETS | ARCHITRAVE | 25mm MDF | 2.4 | 0.075 | 0.06 | 4.2 | 28.6 | 7.2072
SHEETS | ARCHITRAVE | 25mm MDF | 1.2 | 0.075 | 0.09 | 2 | 28.6 | 5.148
SHEETS |  |  |  |  | 0 |  |  | 0
NO MARK UP ITEMS | FD30 SEAL |  |  |  |  | 2.5 | 5 | 12.5
NO MARK UP ITEMS | FD60 SEAL |  |  |  |  | 0 | 0 | 0
NO MARK UP ITEMS | ACOUSTIC SEAL |  |  |  |  | 2.5 | 1.5 | 3.75
ITEMS FOR 10% | [7 empty] | 0
ITEMS FOR 10% | [7 empty] | 0
ITEMS FOR 10% | [7 empty] | 0
% FOR JMS | [5 empty] | 0.1 | 0 | 0
| FINISH |  |  |  |  | 5.6 | 1.25 | 7
| LABOUR | MS | PAR |  | 11.2 | 0.56 |  | 0
| LABOUR | MS | CUT PANELS |  | 6.2 | 0.62 |  | 0
| LABOUR | MS | JOINT |  | 2 | 0.5 |  | 0
| LABOUR | MS | 2ND MS |  |  | 0.75 |  | 0
| LABOUR | JS |  |  |  | 0.75 |  | 0
| LABOUR | JS | [5 empty] | 0
| LABOUR | JS | [5 empty] | 0
| LABOUR | PS |  |  |  | 0.25 |  | 0
| LABOUR | PS | [5 empty] | 0
| LABOUR TOTALS | MS |  |  |  | 2.43 | 37.42 | 90.9306 |  | 2.43
| LABOUR TOTALS | JS |  |  |  | 0.75 | 37.42 | 28.065 |  |  | 0.75
| LABOUR TOTALS | PS |  |  |  | 0.25 | 37.42 | 9.355 |  |  |  | 0.25
| LABOUR | PACK |  |  |  | 0.25 | 37.42 | 9.355 |  |  | 0.25
| DELIVERY | [5 empty] | 37.42 | 0
| FIXINGS |  |  |  |  | 1 | 1.9472 | 1.9472
| TOTAL EACH |  |  |  |  | 3.68 |  | 196.664 | 983.3198 | 2.43 | 1 | 0.25
ITEM | DUG28.01 DUG34.01 D0117.01 |  | 1010x2100x140 |  | DR-A-53-ZZ.01/2 |  | Nr units | 3
3600/2 | PART | MATERIAL | SECTION | SECTION | AREA | No / LM | RATE | COST |  | ms hours | js hours | ps hours
TIMBER | LINING | SAPELE | 0.15 | 0.038 | 0.0057 | 5.6 | 1708 | 54.5194
TIMBER | STOP | SAPELE | 0.05 | 0.025 | 0.00125 | 5.6 | 1708 | 11.956
TIMBER |  |  |  |  | 0 |  |  | 0
SHEETS | ARCHITRAVE | 25mm MDF | 2.4 | 0.075 | 0.06 | 4.2 | 28.6 | 7.2072
SHEETS | ARCHITRAVE | 25mm MDF | 1.2 | 0.075 | 0.09 | 2 | 28.6 | 5.148
SHEETS |  |  |  |  | 0 |  |  | 0
NO MARK UP ITEMS | FD30 SEAL | [6 empty] | 0
NO MARK UP ITEMS | FD60 SEAL |  |  |  |  | 2.5 | 5 | 12.5
NO MARK UP ITEMS | ACOUSTIC SEAL |  |  |  |  | 2.5 | 1.5 | 3.75
ITEMS FOR 10% | [7 empty] | 0
ITEMS FOR 10% | [7 empty] | 0
ITEMS FOR 10% | [7 empty] | 0
% FOR JMS | [5 empty] | 0.1 | 0 | 0
| FINISH |  |  |  |  | 5.6 | 1.25 | 7
| LABOUR | MS | PAR |  | 11.2 | 0.56 |  | 0
| LABOUR | MS | CUT PANELS |  | 6.2 | 0.62 |  | 0
| LABOUR | MS | JOINT |  | 2 | 0.5 |  | 0
| LABOUR | MS | 2ND MS |  |  | 0.75 |  | 0
| LABOUR | JS |  |  |  | 0.75 |  | 0
| LABOUR | JS | [5 empty] | 0
| LABOUR | JS | [5 empty] | 0
| LABOUR | PS |  |  |  | 0.25 |  | 0
| LABOUR | PS | [5 empty] | 0
| LABOUR TOTALS | MS |  |  |  | 2.43 | 37.42 | 90.9306 |  | 7.29
| LABOUR TOTALS | JS |  |  |  | 0.75 | 37.42 | 28.065 |  |  | 2.25
| LABOUR TOTALS | PS |  |  |  | 0.25 | 37.42 | 9.355 |  |  |  | 0.75
| LABOUR | PACK |  |  |  | 0.25 | 37.42 | 9.355 |  |  | 0.75
| DELIVERY | [5 empty] | 37.42 | 0
| FIXINGS |  |  |  |  | 1 | 2.3979 | 2.3979
| TOTAL EACH |  |  |  |  | 3.68 |  | 242.184 | 726.5521 | 7.29 | 3 | 0.75
ITEM | FD30s DGF27.02 & DGF27.04 |  | 2010x2100 |  | DR-A-53-ZZ.01/2 |  | Nr units | 2
3600/3 | PART | MATERIAL | SECTION | SECTION | AREA | No / LM | RATE | COST |  | ms hours | js hours | ps hours
TIMBER | LINING | SOFTWOOD | 0.15 | 0.038 | 0.0057 | 7 | 550 | 21.945
TIMBER | STOP | SOFTWOOD | 0.05 | 0.025 | 0.00125 | 7 | 550 | 4.8125
TIMBER |  |  |  |  | 0 |  |  | 0
SHEETS | ARCHITRAVE | 25mm MDF | 2.4 | 0.075 | 0.06 | 7 | 28.6 | 12.012
SHEETS | ARCHITRAVE | 25mm MDF | 2.1 | 0.075 | 0.1575 | 2.1 | 28.6 | 9.4595
SHEETS |  |  |  |  | 0 |  |  | 0
NO MARK UP ITEMS | FD30 SEAL |  |  |  |  | 3 | 5 | 15
NO MARK UP ITEMS | FD60 SEAL |  |  |  |  | 0 | 0 | 0
NO MARK UP ITEMS | ACOUSTIC SEAL |  |  |  |  | 2.5 | 1.5 | 3.75
ITEMS FOR 10% | [7 empty] | 0
ITEMS FOR 10% | [7 empty] | 0
ITEMS FOR 10% | [7 empty] | 0
% FOR JMS | [5 empty] | 0.1 | 0 | 0
| FINISH |  |  |  |  | 7 | 1.25 | 8.75
| LABOUR | MS | PAR |  | 14 | 0.7 |  | 0
| LABOUR | MS | CUT PANELS |  | 9.1 | 0.91 |  | 0
| LABOUR | MS | JOINT |  | 2 | 0.5 |  | 0
| LABOUR | MS | 2ND MS |  |  | 0.75 |  | 0
| LABOUR | JS |  |  |  | 0.75 |  | 0
| LABOUR | JS | [5 empty] | 0
| LABOUR | JS | [5 empty] | 0
| LABOUR | PS |  |  |  | 0.25 |  | 0
| LABOUR | PS | [5 empty] | 0
| LABOUR TOTALS | MS |  |  |  | 2.86 | 37.42 | 107.0212 |  | 5.72
| LABOUR TOTALS | JS |  |  |  | 0.75 | 37.42 | 28.065 |  |  | 1.5
| LABOUR TOTALS | PS |  |  |  | 0.25 | 37.42 | 9.355 |  |  |  | 0.5
| LABOUR | PACK |  |  |  | 0.25 | 37.42 | 9.355 |  |  | 0.5
| DELIVERY | [5 empty] | 37.42 | 0
| FIXINGS |  |  |  |  | 1 | 2.2953 | 2.2953
| TOTAL EACH |  |  |  |  | 4.11 |  | 231.8204 | 463.6408 | 5.72 | 2 | 0.5
ITEM | FD30s DGF21.01 DGF21.02 DUG21.03 DUG26.03 |  | 2210x2100 |  | DR-A-53-ZZ.01/2 |  | Nr units | 4
3600/4 | PART | MATERIAL | SECTION | SECTION | AREA | No / LM | RATE | COST |  | ms hours | js hours | ps hours
TIMBER | LINING | SOFTWOOD | 0.15 | 0.038 | 0.0057 | 7 | 550 | 21.945
TIMBER | STOP | SOFTWOOD | 0.05 | 0.025 | 0.00125 | 7 | 550 | 4.8125
TIMBER |  |  |  |  | 0 |  |  | 0
SHEETS | ARCHITRAVE | 25mm MDF | 2.4 | 0.075 | 0.06 | 7 | 28.6 | 12.012
SHEETS | ARCHITRAVE | 25mm MDF | 2.1 | 0.075 | 0.1575 | 2.3 | 28.6 | 10.3603
SHEETS |  |  |  |  | 0 |  |  | 0
NO MARK UP ITEMS | FD30 SEAL |  |  |  |  | 3 | 5 | 15
NO MARK UP ITEMS | FD60 SEAL |  |  |  |  | 0 | 0 | 0
NO MARK UP ITEMS | ACOUSTIC SEAL |  |  |  |  | 2.5 | 1.5 | 3.75
ITEMS FOR 10% | [7 empty] | 0
ITEMS FOR 10% | [7 empty] | 0
ITEMS FOR 10% | [7 empty] | 0
% FOR JMS | [5 empty] | 0.1 | 0 | 0
| FINISH |  |  |  |  | 7 | 1.25 | 8.75
| LABOUR | MS | PAR |  | 14 | 0.7 |  | 0
| LABOUR | MS | CUT PANELS |  | 9.3 | 0.93 |  | 0
| LABOUR | MS | JOINT |  | 2 | 0.5 |  | 0
| LABOUR | MS | 2ND MS |  |  | 0.75 |  | 0
| LABOUR | JS |  |  |  | 0.75 |  | 0
| LABOUR | JS | [5 empty] | 0
| LABOUR | JS | [5 empty] | 0
| LABOUR | PS |  |  |  | 0.25 |  | 0
| LABOUR | PS | [5 empty] | 0
| LABOUR TOTALS | MS |  |  |  | 2.88 | 37.42 | 107.7696 |  | 11.52
| LABOUR TOTALS | JS |  |  |  | 0.75 | 37.42 | 28.065 |  |  | 3
| LABOUR TOTALS | PS |  |  |  | 0.25 | 37.42 | 9.355 |  |  |  | 1
| LABOUR | PACK |  |  |  | 0.25 | 37.42 | 9.355 |  |  | 1
| DELIVERY | [5 empty] | 37.42 | 0
| FIXINGS |  |  |  |  | 1 | 2.3117 | 2.3117
| TOTAL EACH |  |  |  |  | 4.13 |  | 233.4862 | 933.9448 | 11.52 | 4 | 1
ITEM | FD30S FRAME TYPE 02 JAMB TYPE A |  | 2410X2100 |  | DR-A-53-ZZ.01/2 |  | Nr units | 24
3600/5 | PART | MATERIAL | SECTION | SECTION | AREA | No / LM | RATE | COST |  | ms hours | js hours | ps hours
TIMBER | LINING | SOFTWOOD | 0.15 | 0.038 | 0.0057 | 7 | 550 | 21.945
TIMBER | STOP | SOFTWOOD | 0.05 | 0.025 | 0.00125 | 7 | 550 | 4.8125
TIMBER |  |  |  |  | 0 |  |  | 0
SHEETS | ARCHITRAVE | 25mm MDF | 2.4 | 0.075 | 0.06 | 7 | 28.6 | 12.012
SHEETS | ARCHITRAVE | 25mm MDF | 2.1 | 0.075 | 0.1575 | 2.3 | 28.6 | 10.3603
SHEETS |  |  |  |  | 0 |  |  | 0
NO MARK UP ITEMS | FD30 SEAL |  |  |  |  | 3 | 5 | 15
NO MARK UP ITEMS | FD60 SEAL |  |  |  |  | 0 | 0 | 0
NO MARK UP ITEMS | ACOUSTIC SEAL |  |  |  |  | 3 | 1.5 | 4.5
ITEMS FOR 10% | [7 empty] | 0
ITEMS FOR 10% | [7 empty] | 0
ITEMS FOR 10% | [7 empty] | 0
% FOR JMS | [5 empty] | 0.1 | 0 | 0
| FINISH |  |  |  |  | 7 | 1.25 | 8.75
| LABOUR | MS | PAR |  | 14 | 0.7 |  | 0
| LABOUR | MS | CUT PANELS |  | 9.3 | 0.93 |  | 0
| LABOUR | MS | JOINT |  | 2 | 0.5 |  | 0
| LABOUR | MS | 2ND MS |  |  | 0.75 |  | 0
| LABOUR | JS |  |  |  | 0.75 |  | 0
| LABOUR | JS | [5 empty] | 0
| LABOUR | JS | [5 empty] | 0
| LABOUR | PS |  |  |  | 0.25 |  | 0
| LABOUR | PS | [5 empty] | 0
| LABOUR TOTALS | MS |  |  |  | 2.88 | 37.42 | 107.7696 |  | 69.12
| LABOUR TOTALS | JS |  |  |  | 0.75 | 37.42 | 28.065 |  |  | 18
| LABOUR TOTALS | PS |  |  |  | 0.25 | 37.42 | 9.355 |  |  |  | 6
| LABOUR | PACK |  |  |  | 0.25 | 37.42 | 9.355 |  |  | 6
| DELIVERY | [5 empty] | 37.42 | 0
| FIXINGS |  |  |  |  | 1 | 2.3192 | 2.3192
| TOTAL EACH |  |  |  |  | 4.13 |  | 234.2437 | 5621.8487 | 69.12 | 24 | 6
ITEM | FD60s DUG21.01 |  | 2210x2100 |  | DR-A-53-ZZ.01/2 |  | Nr units | 1
3600/6 | PART | MATERIAL | SECTION | SECTION | AREA | No / LM | RATE | COST |  | ms hours | js hours | ps hours
TIMBER | LINING | SAPELE | 0.15 | 0.038 | 0.0057 | 7 | 1708 | 68.1492
TIMBER | STOP | SAPELE | 0.05 | 0.025 | 0.00125 | 7 | 1708 | 14.945
TIMBER |  |  |  |  | 0 |  |  | 0
SHEETS | ARCHITRAVE | 25mm MDF | 2.4 | 0.075 | 0.06 | 7 | 28.6 | 12.012
SHEETS | ARCHITRAVE | 25mm MDF | 2.1 | 0.075 | 0.1575 | 2.3 | 28.6 | 10.3603
SHEETS |  |  |  |  | 0 |  |  | 0
NO MARK UP ITEMS | FD30 SEAL |  |  |  |  | 0 | 0 | 0
NO MARK UP ITEMS | FD60 SEAL |  |  |  |  | 3 | 5 | 15
NO MARK UP ITEMS | ACOUSTIC SEAL |  |  |  |  | 3 | 1.5 | 4.5
ITEMS FOR 10% | [7 empty] | 0
ITEMS FOR 10% | [7 empty] | 0
ITEMS FOR 10% | [7 empty] | 0
% FOR JMS | [5 empty] | 0.1 | 0 | 0
| FINISH |  |  |  |  | 7 | 1.25 | 8.75
| LABOUR | MS | PAR |  | 14 | 0.7 |  | 0
| LABOUR | MS | CUT PANELS |  | 9.3 | 0.93 |  | 0
| LABOUR | MS | JOINT |  | 2 | 0.5 |  | 0
| LABOUR | MS | 2ND MS |  |  | 0.75 |  | 0
| LABOUR | JS |  |  |  | 0.75 |  | 0
| LABOUR | JS | [5 empty] | 0
| LABOUR | JS | [5 empty] | 0
| LABOUR | PS |  |  |  | 0.25 |  | 0
| LABOUR | PS | [5 empty] | 0
| LABOUR TOTALS | MS |  |  |  | 2.88 | 37.42 | 107.7696 |  | 2.88
| LABOUR TOTALS | JS |  |  |  | 0.75 | 37.42 | 28.065 |  |  | 0.75
| LABOUR TOTALS | PS |  |  |  | 0.25 | 37.42 | 9.355 |  |  |  | 0.25
| LABOUR | PACK |  |  |  | 0.25 | 37.42 | 9.355 |  |  | 0.25
| DELIVERY | [5 empty] | 37.42 | 0
| FIXINGS |  |  |  |  | 1 | 2.8826 | 2.8826
| TOTAL EACH |  |  |  |  | 4.13 |  | 291.1438 | 291.1438 | 2.88 | 1 | 0.25
ITEM | FD30s DO1O1.01 D0110.01 DO111.01 |  | 1010x2100 |  | DR-A-53-ZZ.01/2 |  | Nr units | 3
3600/7 | PART | MATERIAL | SECTION | SECTION | AREA | No / LM | RATE | COST |  | ms hours | js hours | ps hours
TIMBER | LINING | SOFTWOOD | 0.15 | 0.038 | 0.0057 | 5.6 | 550 | 17.556
TIMBER | STOP | SOFTWOOD | 0.05 | 0.025 | 0.00125 | 5.6 | 550 | 3.85
TIMBER |  |  |  |  | 0 |  |  | 0
SHEETS | ARCHITRAVE | 25mm MDF | 2.4 | 0.075 | 0.06 | 4.2 | 28.6 | 7.2072
SHEETS | ARCHITRAVE | 25mm MDF | 1.2 | 0.075 | 0.09 | 2 | 28.6 | 5.148
SHEETS |  |  |  |  | 0 |  |  | 0
NO MARK UP ITEMS | FD30 SEAL |  |  |  |  | 2.5 | 5 | 12.5
NO MARK UP ITEMS | FD60 SEAL |  |  |  |  | 0 | 0 | 0
NO MARK UP ITEMS | ACOUSTIC SEAL |  |  |  |  | 2.5 | 1.5 | 3.75
ITEMS FOR 10% | [7 empty] | 0
ITEMS FOR 10% | [7 empty] | 0
ITEMS FOR 10% | [7 empty] | 0
% FOR JMS | [5 empty] | 0.1 | 0 | 0
| FINISH |  |  |  |  | 5.6 | 1.25 | 7
| LABOUR | MS | PAR |  | 11.2 | 0.56 |  | 0
| LABOUR | MS | CUT PANELS |  | 6.2 | 0.62 |  | 0
| LABOUR | MS | JOINT |  | 2 | 0.5 |  | 0
| LABOUR | MS | 2ND MS |  |  | 0.75 |  | 0
| LABOUR | JS |  |  |  | 0.75 |  | 0
| LABOUR | JS | [5 empty] | 0
| LABOUR | JS | [5 empty] | 0
| LABOUR | PS |  |  |  | 0.25 |  | 0
| LABOUR | PS | [5 empty] | 0
| LABOUR TOTALS | MS |  |  |  | 2.43 | 37.42 | 90.9306 |  | 7.29
| LABOUR TOTALS | JS |  |  |  | 0.75 | 37.42 | 28.065 |  |  | 2.25
| LABOUR TOTALS | PS |  |  |  | 0.25 | 37.42 | 9.355 |  |  |  | 0.75
| LABOUR | PACK |  |  |  | 0.25 | 37.42 | 9.355 |  |  | 0.75
| DELIVERY | [5 empty] | 37.42 | 0
| FIXINGS |  |  |  |  | 1 | 1.9472 | 1.9472
| TOTAL EACH |  |  |  |  | 3.68 |  | 196.664 | 589.9919 | 7.29 | 3 | 0.75
ITEM | FD60S DO1O2.01 |  | 1010x2100 |  | DR-A-53-ZZ.01/2 |  | Nr units | 1
3600/8 | PART | MATERIAL | SECTION | SECTION | AREA | No / LM | RATE | COST |  | ms hours | js hours | ps hours
TIMBER | LINING | SAPELE | 0.15 | 0.038 | 0.0057 | 5.6 | 1708 | 54.5194
TIMBER | STOP | SAPELE | 0.05 | 0.025 | 0.00125 | 5.6 | 1708 | 11.956
TIMBER |  |  |  |  | 0 |  |  | 0
SHEETS | ARCHITRAVE | 25mm MDF | 2.4 | 0.075 | 0.06 | 4.2 | 28.6 | 7.2072
SHEETS | ARCHITRAVE | 25mm MDF | 1.2 | 0.075 | 0.09 | 2 | 28.6 | 5.148
SHEETS |  |  |  |  | 0 |  |  | 0
NO MARK UP ITEMS | FD30 SEAL |  |  |  |  | 0 | 0 | 0
NO MARK UP ITEMS | FD60 SEAL |  |  |  |  | 2.5 | 5 | 12.5
NO MARK UP ITEMS | ACOUSTIC SEAL |  |  |  |  | 2.5 | 1.5 | 3.75
ITEMS FOR 10% | [7 empty] | 0
ITEMS FOR 10% | [7 empty] | 0
ITEMS FOR 10% | [7 empty] | 0
% FOR JMS | [5 empty] | 0.1 | 0 | 0
| FINISH |  |  |  |  | 5.6 | 1.25 | 7
| LABOUR | MS | PAR |  | 11.2 | 0.56 |  | 0
| LABOUR | MS | CUT PANELS |  | 6.2 | 0.62 |  | 0
| LABOUR | MS | JOINT |  | 2 | 0.5 |  | 0
| LABOUR | MS | 2ND MS |  |  | 0.75 |  | 0
| LABOUR | JS |  |  |  | 0.75 |  | 0
| LABOUR | JS | [5 empty] | 0
| LABOUR | JS | [5 empty] | 0
| LABOUR | PS |  |  |  | 0.25 |  | 0
| LABOUR | PS | [5 empty] | 0
| LABOUR TOTALS | MS |  |  |  | 2.43 | 37.42 | 90.9306 |  | 2.43
| LABOUR TOTALS | JS |  |  |  | 0.75 | 37.42 | 28.065 |  |  | 0.75
| LABOUR TOTALS | PS |  |  |  | 0.25 | 37.42 | 9.355 |  |  |  | 0.25
| LABOUR | PACK |  |  |  | 0.25 | 37.42 | 9.355 |  |  | 0.25
| DELIVERY | [5 empty] | 37.42 | 0
| FIXINGS |  |  |  |  | 1 | 2.3979 | 2.3979
| TOTAL EACH |  |  |  |  | 3.68 |  | 242.184 | 242.184 | 2.43 | 1 | 0.25
ITEM | FD60s DUG11.01 |  | 1585x2100 |  | DR-A-53-ZZ.01/2 |  | Nr units | 1
3600/9 | PART | MATERIAL | SECTION | SECTION | AREA | No / LM | RATE | COST |  | ms hours | js hours | ps hours
TIMBER | LINING | SAPELE | 0.25 | 0.038 | 0.0095 | 6.2 | 1708 | 100.6012
TIMBER | STOP | SAPELE | 0.05 | 0.025 | 0.00125 | 6.2 | 1708 | 13.237
TIMBER |  |  |  |  | 0 |  |  | 0
SHEETS | ARCHITRAVE | 25mm MDF | 2.4 | 0.075 | 0.06 | 6.2 | 28.6 | 10.6392
SHEETS | ARCHITRAVE | 25mm MDF | 1.2 | 0.075 | 0.09 | 2 | 28.6 | 5.148
SHEETS |  |  |  |  | 0 |  |  | 0
NO MARK UP ITEMS | FD30 SEAL |  |  |  |  | 0 | 0 | 0
NO MARK UP ITEMS | FD60 SEAL |  |  |  |  | 3 | 5 | 15
NO MARK UP ITEMS | ACOUSTIC SEAL |  |  |  |  | 2.5 | 1.5 | 3.75
ITEMS FOR 10% | [7 empty] | 0
ITEMS FOR 10% | [7 empty] | 0
ITEMS FOR 10% | [7 empty] | 0
% FOR JMS | [5 empty] | 0.1 | 0 | 0
| FINISH |  |  |  |  | 6.2 | 1.25 | 7.75
| LABOUR | MS | PAR |  | 12.4 | 0.62 |  | 0
| LABOUR | MS | CUT PANELS |  | 8.2 | 0.82 |  | 0
| LABOUR | MS | JOINT |  | 2 | 0.5 |  | 0
| LABOUR | MS | 2ND MS |  |  | 0.75 |  | 0
| LABOUR | JS |  |  |  | 0.75 |  | 0
| LABOUR | JS | [5 empty] | 0
| LABOUR | JS | [5 empty] | 0
| LABOUR | PS |  |  |  | 0.25 |  | 0
| LABOUR | PS | [5 empty] | 0
| LABOUR TOTALS | MS |  |  |  | 2.69 | 37.42 | 100.6598 |  | 2.69
| LABOUR TOTALS | JS |  |  |  | 0.75 | 37.42 | 28.065 |  |  | 0.75
| LABOUR TOTALS | PS |  |  |  | 0.25 | 37.42 | 9.355 |  |  |  | 0.25
| LABOUR | PACK |  |  |  | 0.25 | 37.42 | 9.355 |  |  | 0.25
| DELIVERY | [5 empty] | 37.42 | 0
| FIXINGS |  |  |  |  | 1 | 3.0356 | 3.0356
| TOTAL EACH |  |  |  |  | 3.94 |  | 306.5958 | 306.5958 | 2.69 | 1 | 0.25
ITEM | FD60s DGF01.01 |  | 2210x2100 |  | DR-A-53-ZZ.01/2 |  | Nr units | 1
3600/10 | PART | MATERIAL | SECTION | SECTION | AREA | No / LM | RATE | COST |  | ms hours | js hours | ps hours
TIMBER | LINING | SAPELE | 0.25 | 0.038 | 0.0095 | 6.8 | 1708 | 110.3368
TIMBER | STOP | SAPELE | 0.05 | 0.025 | 0.00125 | 6.8 | 1708 | 14.518
TIMBER |  |  |  |  | 0 |  |  | 0
SHEETS | ARCHITRAVE | 25mm MDF | 2.4 | 0.075 | 0.06 | 6.2 | 28.6 | 10.6392
SHEETS | ARCHITRAVE | 25mm MDF | 1.2 | 0.075 | 0.09 | 2 | 28.6 | 5.148
SHEETS |  |  |  |  | 0 |  |  | 0
NO MARK UP ITEMS | FD30 SEAL |  |  |  |  | 0 | 0 | 0
NO MARK UP ITEMS | FD60 SEAL |  |  |  |  | 3 | 5 | 15
NO MARK UP ITEMS | ACOUSTIC SEAL |  |  |  |  | 2.5 | 1.5 | 3.75
ITEMS FOR 10% | [7 empty] | 0
ITEMS FOR 10% | [7 empty] | 0
ITEMS FOR 10% | [7 empty] | 0
% FOR JMS | [5 empty] | 0.1 | 0 | 0
| FINISH |  |  |  |  | 6.8 | 1.25 | 8.5
| LABOUR | MS | PAR |  | 13.6 | 0.68 |  | 0
| LABOUR | MS | CUT PANELS |  | 8.2 | 0.82 |  | 0
| LABOUR | MS | JOINT |  | 2 | 0.5 |  | 0
| LABOUR | MS | 2ND MS |  |  | 0.75 |  | 0
| LABOUR | JS |  |  |  | 0.75 |  | 0
| LABOUR | JS | [5 empty] | 0
| LABOUR | JS | [5 empty] | 0
| LABOUR | PS |  |  |  | 0.25 |  | 0
| LABOUR | PS | [5 empty] | 0
| LABOUR TOTALS | MS |  |  |  | 2.75 | 37.42 | 102.905 |  | 2.75
| LABOUR TOTALS | JS |  |  |  | 0.75 | 37.42 | 28.065 |  |  | 0.75
| LABOUR TOTALS | PS |  |  |  | 0.25 | 37.42 | 9.355 |  |  |  | 0.25
| LABOUR | PACK |  |  |  | 0.25 | 37.42 | 9.355 |  |  | 0.25
| DELIVERY | [5 empty] | 37.42 | 0
| FIXINGS |  |  |  |  | 1 | 3.1757 | 3.1757
| TOTAL EACH |  |  |  |  | 4 |  | 320.7477 | 320.7477 | 2.75 | 1 | 0.25
ITEM | FD60s DGF35.01 |  | 1010x2100 |  | DR-A-53-ZZ.01/2 |  | Nr units | 1
3600/11 | PART | MATERIAL | SECTION | SECTION | AREA | No / LM | RATE | COST |  | ms hours | js hours | ps hours
TIMBER | LINING | SAPELE | 0.15 | 0.038 | 0.0057 | 5.6 | 1708 | 54.5194
TIMBER | STOP | SAPELE | 0.05 | 0.025 | 0.00125 | 5.6 | 1708 | 11.956
TIMBER |  |  |  |  | 0 |  |  | 0
SHEETS | ARCHITRAVE | 25mm MDF | 2.4 | 0.075 | 0.06 | 4.2 | 28.6 | 7.2072
SHEETS | ARCHITRAVE | 25mm MDF | 1.2 | 0.075 | 0.09 | 2 | 28.6 | 5.148
SHEETS |  |  |  |  | 0 |  |  | 0
NO MARK UP ITEMS | FD30 SEAL |  |  |  |  | 0 | 0 | 0
NO MARK UP ITEMS | FD60 SEAL |  |  |  |  | 2.5 | 5 | 12.5
NO MARK UP ITEMS | ACOUSTIC SEAL |  |  |  |  | 2.5 | 1.5 | 3.75
ITEMS FOR 10% | [7 empty] | 0
ITEMS FOR 10% | [7 empty] | 0
ITEMS FOR 10% | [7 empty] | 0
% FOR JMS | [5 empty] | 0.1 | 0 | 0
| FINISH |  |  |  |  | 5.6 | 1.25 | 7
| LABOUR | MS | PAR |  | 11.2 | 0.56 |  | 0
| LABOUR | MS | CUT PANELS |  | 6.2 | 0.62 |  | 0
| LABOUR | MS | JOINT |  | 2 | 0.5 |  | 0
| LABOUR | MS | 2ND MS |  |  | 0.75 |  | 0
| LABOUR | JS |  |  |  | 0.75 |  | 0
| LABOUR | JS | [5 empty] | 0
| LABOUR | JS | [5 empty] | 0
| LABOUR | PS |  |  |  | 0.25 |  | 0
| LABOUR | PS | [5 empty] | 0
| LABOUR TOTALS | MS |  |  |  | 2.43 | 37.42 | 90.9306 |  | 2.43
| LABOUR TOTALS | JS |  |  |  | 0.75 | 37.42 | 28.065 |  |  | 0.75
| LABOUR TOTALS | PS |  |  |  | 0.25 | 37.42 | 9.355 |  |  |  | 0.25
| LABOUR | PACK |  |  |  | 0.25 | 37.42 | 9.355 |  |  | 0.25
| DELIVERY | [5 empty] | 37.42 | 0
| FIXINGS |  |  |  |  | 1 | 2.3979 | 2.3979
| TOTAL EACH |  |  |  |  | 3.68 |  | 242.184 | 242.184 | 2.43 | 1 | 0.25
ITEM | FD30s DGF18.01 DUG18.01 |  | 1585x2100 |  | DR-A-53-ZZ.01/2 |  | Nr units | 2
3600/12 | PART | MATERIAL | SECTION | SECTION | AREA | No / LM | RATE | COST |  | ms hours | js hours | ps hours
TIMBER | LINING | SOFTWOOD | 0.15 | 0.038 | 0.0057 | 6.2 | 550 | 19.437
TIMBER | STOP | SOFTWOOD | 0.05 | 0.025 | 0.00125 | 6.2 | 550 | 4.2625
TIMBER |  |  |  |  | 0 |  |  | 0
SHEETS | ARCHITRAVE | 25mm MDF | 2.4 | 0.075 | 0.06 | 4.2 | 28.6 | 7.2072
SHEETS | ARCHITRAVE | 25mm MDF | 1.2 | 0.075 | 0.09 | 2 | 28.6 | 5.148
SHEETS |  |  |  |  | 0 |  |  | 0
NO MARK UP ITEMS | FD30 SEAL |  |  |  |  | 3 | 5 | 15
NO MARK UP ITEMS | FD60 SEAL |  |  |  |  | 0 | 0 | 0
NO MARK UP ITEMS | ACOUSTIC SEAL |  |  |  |  | 2.5 | 1.5 | 3.75
ITEMS FOR 10% | [7 empty] | 0
ITEMS FOR 10% | [7 empty] | 0
ITEMS FOR 10% | [7 empty] | 0
% FOR JMS | [5 empty] | 0.1 | 0 | 0
| FINISH |  |  |  |  | 6.2 | 1.25 | 7.75
| LABOUR | MS | PAR |  | 12.4 | 0.62 |  | 0
| LABOUR | MS | CUT PANELS |  | 6.2 | 0.62 |  | 0
| LABOUR | MS | JOINT |  | 2 | 0.5 |  | 0
| LABOUR | MS | 2ND MS |  |  | 0.75 |  | 0
| LABOUR | JS |  |  |  | 0.75 |  | 0
| LABOUR | JS | [5 empty] | 0
| LABOUR | JS | [5 empty] | 0
| LABOUR | PS |  |  |  | 0.25 |  | 0
| LABOUR | PS | [5 empty] | 0
| LABOUR TOTALS | MS |  |  |  | 2.49 | 37.42 | 93.1758 |  | 4.98
| LABOUR TOTALS | JS |  |  |  | 0.75 | 37.42 | 28.065 |  |  | 1.5
| LABOUR TOTALS | PS |  |  |  | 0.25 | 37.42 | 9.355 |  |  |  | 0.5
| LABOUR | PACK |  |  |  | 0.25 | 37.42 | 9.355 |  |  | 0.5
| DELIVERY | [5 empty] | 37.42 | 0
| FIXINGS |  |  |  |  | 1 | 2.0251 | 2.0251
| TOTAL EACH |  |  |  |  | 3.74 |  | 204.5306 | 409.0611 | 4.98 | 2 | 0.5
ITEM | FD60s DGF22.01 DUG22.01 DGF17.01 |  | 1585x2100 |  | DR-A-53-ZZ.01/2 |  | Nr units | 3
3600/13 | PART | MATERIAL | SECTION | SECTION | AREA | No / LM | RATE | COST |  | ms hours | js hours | ps hours
TIMBER | LINING | SAPELE | 0.15 | 0.038 | 0.0057 | 6.2 | 1708 | 60.3607
TIMBER | STOP | SAPELE | 0.05 | 0.025 | 0.00125 | 6.2 | 1708 | 13.237
TIMBER |  |  |  |  | 0 |  |  | 0
SHEETS | ARCHITRAVE | 25mm MDF | 2.4 | 0.075 | 0.06 | 6.2 | 28.6 | 10.6392
SHEETS | ARCHITRAVE | 25mm MDF | 1.2 | 0.075 | 0.09 | 2 | 28.6 | 5.148
SHEETS |  |  |  |  | 0 |  |  | 0
NO MARK UP ITEMS | FD30 SEAL |  |  |  |  | 0 | 0 | 0
NO MARK UP ITEMS | FD60 SEAL |  |  |  |  | 3 | 5 | 15
NO MARK UP ITEMS | ACOUSTIC SEAL |  |  |  |  | 2.5 | 1.5 | 3.75
ITEMS FOR 10% | [7 empty] | 0
ITEMS FOR 10% | [7 empty] | 0
ITEMS FOR 10% | [7 empty] | 0
% FOR JMS | [5 empty] | 0.1 | 0 | 0
| FINISH |  |  |  |  | 6.2 | 1.25 | 7.75
| LABOUR | MS | PAR |  | 12.4 | 0.62 |  | 0
| LABOUR | MS | CUT PANELS |  | 8.2 | 0.82 |  | 0
| LABOUR | MS | JOINT |  | 2 | 0.5 |  | 0
| LABOUR | MS | 2ND MS |  |  | 0.75 |  | 0
| LABOUR | JS |  |  |  | 0.75 |  | 0
| LABOUR | JS | [5 empty] | 0
| LABOUR | JS | [5 empty] | 0
| LABOUR | PS |  |  |  | 0.25 |  | 0
| LABOUR | PS | [5 empty] | 0
| LABOUR TOTALS | MS |  |  |  | 2.69 | 37.42 | 100.6598 |  | 8.07
| LABOUR TOTALS | JS |  |  |  | 0.75 | 37.42 | 28.065 |  |  | 2.25
| LABOUR TOTALS | PS |  |  |  | 0.25 | 37.42 | 9.355 |  |  |  | 0.75
| LABOUR | PACK |  |  |  | 0.25 | 37.42 | 9.355 |  |  | 0.75
| DELIVERY | [5 empty] | 37.42 | 0
| FIXINGS |  |  |  |  | 1 | 2.6332 | 2.6332
| TOTAL EACH |  |  |  |  | 3.94 |  | 265.9529 | 797.8588 | 8.07 | 3 | 0.75
ITEM | FD30s DGF11.01 |  | 1585x2100 |  | DR-A-53-ZZ.01/2 |  | Nr units | 1
3600/14 | PART | MATERIAL | SECTION | SECTION | AREA | No / LM | RATE | COST |  | ms hours | js hours | ps hours
TIMBER | LINING | SOFTWOOD | 0.25 | 0.038 | 0.0095 | 6.2 | 550 | 32.395
TIMBER | STOP | SOFTWOOD | 0.05 | 0.025 | 0.00125 | 6.2 | 550 | 4.2625
TIMBER |  |  |  |  | 0 |  |  | 0
SHEETS | ARCHITRAVE | 25mm MDF | 2.4 | 0.075 | 0.06 | 6.2 | 28.6 | 10.6392
SHEETS | ARCHITRAVE | 25mm MDF | 1.2 | 0.075 | 0.09 | 2 | 28.6 | 5.148
SHEETS |  |  |  |  | 0 |  |  | 0
NO MARK UP ITEMS | FD30 SEAL |  |  |  |  | 2.5 | 5 | 12.5
NO MARK UP ITEMS | FD60 SEAL |  |  |  |  | 0 | 0 | 0
NO MARK UP ITEMS | ACOUSTIC SEAL |  |  |  |  | 2.5 | 1.5 | 3.75
ITEMS FOR 10% | [7 empty] | 0
ITEMS FOR 10% | [7 empty] | 0
ITEMS FOR 10% | [7 empty] | 0
% FOR JMS | [5 empty] | 0.1 | 0 | 0
| FINISH |  |  |  |  | 6.2 | 1.25 | 7.75
| LABOUR | MS | PAR |  | 12.4 | 0.62 |  | 0
| LABOUR | MS | CUT PANELS |  | 8.2 | 0.82 |  | 0
| LABOUR | MS | JOINT |  | 2 | 0.5 |  | 0
| LABOUR | MS | 2ND MS |  |  | 0.75 |  | 0
| LABOUR | JS |  |  |  | 0.75 |  | 0
| LABOUR | JS | [5 empty] | 0
| LABOUR | JS | [5 empty] | 0
| LABOUR | PS |  |  |  | 0.25 |  | 0
| LABOUR | PS | [5 empty] | 0
| LABOUR TOTALS | MS |  |  |  | 2.69 | 37.42 | 100.6598 |  | 2.69
| LABOUR TOTALS | JS |  |  |  | 0.75 | 37.42 | 28.065 |  |  | 0.75
| LABOUR TOTALS | PS |  |  |  | 0.25 | 37.42 | 9.355 |  |  |  | 0.25
| LABOUR | PACK |  |  |  | 0.25 | 37.42 | 9.355 |  |  | 0.25
| DELIVERY | [5 empty] | 37.42 | 0
| FIXINGS |  |  |  |  | 1 | 2.2388 | 2.2388
| TOTAL EACH |  |  |  |  | 3.94 |  | 226.1183 | 226.1183 | 2.69 | 1 | 0.25
ITEM | FS60s DUG02.01 |  | 1585x2100 |  | DR-A-53-ZZ.01/2 |  | Nr units | 1
3600/15 | PART | MATERIAL | SECTION | SECTION | AREA | No / LM | RATE | COST |  | ms hours | js hours | ps hours
TIMBER | LINING | SAPELE | 0.175 | 0.05 | 0.00875 | 6.2 | 1708 | 92.659
TIMBER | STOP | SAPELE | 0.05 | 0.025 | 0.00125 | 6.2 | 1708 | 13.237
TIMBER |  |  |  |  | 0 |  |  | 0
SHEETS | [7 empty] | 0
SHEETS | [7 empty] | 0
SHEETS |  |  |  |  | 0 |  |  | 0
NO MARK UP ITEMS | FD30 SEAL |  |  |  |  | 0 | 0 | 0
NO MARK UP ITEMS | FD60 SEAL |  |  |  |  | 3 | 5 | 15
NO MARK UP ITEMS | ACOUSTIC SEAL |  |  |  |  | 3 | 1.5 | 4.5
ITEMS FOR 10% | [7 empty] | 0
ITEMS FOR 10% | [7 empty] | 0
ITEMS FOR 10% | [7 empty] | 0
% FOR JMS | [5 empty] | 0.1 | 0 | 0
| FINISH |  |  |  |  | 6.2 | 1.25 | 7.75
| LABOUR | MS | PAR |  | 12.4 | 0.62 |  | 0
| LABOUR | MS | CUT PANELS |  | 0 | 0 |  | 0
| LABOUR | MS | JOINT |  | 2 | 0.5 |  | 0
| LABOUR | MS | 2ND MS |  |  | 0.75 |  | 0
| LABOUR | JS |  |  |  | 0.75 |  | 0
| LABOUR | JS | [5 empty] | 0
| LABOUR | JS | [5 empty] | 0
| LABOUR | PS |  |  |  | 0.25 |  | 0
| LABOUR | PS | [5 empty] | 0
| LABOUR TOTALS | MS |  |  |  | 1.87 | 37.42 | 69.9754 |  | 1.87
| LABOUR TOTALS | JS |  |  |  | 0.75 | 37.42 | 28.065 |  |  | 0.75
| LABOUR TOTALS | PS |  |  |  | 0.25 | 37.42 | 9.355 |  |  |  | 0.25
| LABOUR | PACK |  |  |  | 0.25 | 37.42 | 9.355 |  |  | 0.25
| DELIVERY | [5 empty] | 37.42 | 0
| FIXINGS |  |  |  |  | 1 | 2.499 | 2.499
| TOTAL EACH |  |  |  |  | 3.12 |  | 252.3954 | 252.3954 | 1.87 | 1 | 0.25
ITEM | DUG10.01 |  | 1585x2100 |  | DR-A-53-ZZ.01/2 |  | Nr units | 1
3600/16 | PART | MATERIAL | SECTION | SECTION | AREA | No / LM | RATE | COST |  | ms hours | js hours | ps hours
TIMBER | LINING | SOFTWOOD | 0.175 | 0.05 | 0.00875 | 6.2 | 550 | 29.8375
TIMBER | STOP | SOFTWOOD | 0.05 | 0.025 | 0.00125 | 6.2 | 550 | 4.2625
TIMBER |  |  |  |  | 0 |  |  | 0
SHEETS | [7 empty] | 0
SHEETS | [7 empty] | 0
SHEETS |  |  |  |  | 0 |  |  | 0
NO MARK UP ITEMS | FD30 SEAL |  |  |  |  | 3 | 5 | 15
NO MARK UP ITEMS | FD60 SEAL |  |  |  |  | 0 | 0 | 0
NO MARK UP ITEMS | ACOUSTIC SEAL |  |  |  |  | 3 | 1.5 | 4.5
ITEMS FOR 10% | [7 empty] | 0
ITEMS FOR 10% | [7 empty] | 0
ITEMS FOR 10% | [7 empty] | 0
% FOR JMS | [5 empty] | 0.1 | 0 | 0
| FINISH |  |  |  |  | 6.2 | 1.25 | 7.75
| LABOUR | MS | PAR |  | 12.4 | 0.62 |  | 0
| LABOUR | MS | CUT PANELS |  | 0 | 0 |  | 0
| LABOUR | MS | JOINT |  | 2 | 0.5 |  | 0
| LABOUR | MS | 2ND MS |  |  | 0.75 |  | 0
| LABOUR | JS |  |  |  | 0.75 |  | 0
| LABOUR | JS | [5 empty] | 0
| LABOUR | JS | [5 empty] | 0
| LABOUR | PS |  |  |  | 0.25 |  | 0
| LABOUR | PS | [5 empty] | 0
| LABOUR TOTALS | MS |  |  |  | 1.87 | 37.42 | 69.9754 |  | 1.87
| LABOUR TOTALS | JS |  |  |  | 0.75 | 37.42 | 28.065 |  |  | 0.75
| LABOUR TOTALS | PS |  |  |  | 0.25 | 37.42 | 9.355 |  |  |  | 0.25
| LABOUR | PACK |  |  |  | 0.25 | 37.42 | 9.355 |  |  | 0.25
| DELIVERY | [5 empty] | 37.42 | 0
| FIXINGS |  |  |  |  | 1 | 1.781 | 1.781
| TOTAL EACH |  |  |  |  | 3.12 |  | 179.8814 | 179.8814 | 1.87 | 1 | 0.25
ITEM | DGF25.05 |  | 1585x2100 |  | DR-A-53-ZZ.01/2 |  | Nr units | 1
3600/17 | PART | MATERIAL | SECTION | SECTION | AREA | No / LM | RATE | COST |  | ms hours | js hours | ps hours
TIMBER | LINING | SOFTWOOD | 0.125 | 0.05 | 0.00625 | 6.2 | 550 | 21.3125
TIMBER | STOP | SOFTWOOD | 0.05 | 0.025 | 0.00125 | 6.2 | 550 | 4.2625
TIMBER |  |  |  |  | 0 |  |  | 0
SHEETS | [7 empty] | 0
SHEETS | [7 empty] | 0
SHEETS |  |  |  |  | 0 |  |  | 0
NO MARK UP ITEMS | FD30 SEAL |  |  |  |  | 0 | 0 | 0
NO MARK UP ITEMS | FD60 SEAL |  |  |  |  | 0 | 0 | 0
NO MARK UP ITEMS | ACOUSTIC SEAL |  |  |  |  | 3 | 1.5 | 4.5
ITEMS FOR 10% | [7 empty] | 0
ITEMS FOR 10% | [7 empty] | 0
ITEMS FOR 10% | [7 empty] | 0
% FOR JMS | [5 empty] | 0.1 | 0 | 0
| FINISH |  |  |  |  | 6.2 | 1.25 | 7.75
| LABOUR | MS | PAR |  | 12.4 | 0.62 |  | 0
| LABOUR | MS | CUT PANELS |  | 0 | 0 |  | 0
| LABOUR | MS | JOINT |  | 2 | 0.5 |  | 0
| LABOUR | MS | 2ND MS |  |  | 0.75 |  | 0
| LABOUR | JS |  |  |  | 0.75 |  | 0
| LABOUR | JS | [5 empty] | 0
| LABOUR | JS | [5 empty] | 0
| LABOUR | PS |  |  |  | 0.25 |  | 0
| LABOUR | PS | [5 empty] | 0
| LABOUR TOTALS | MS |  |  |  | 1.87 | 37.42 | 69.9754 |  | 1.87
| LABOUR TOTALS | JS |  |  |  | 0.75 | 37.42 | 28.065 |  |  | 0.75
| LABOUR TOTALS | PS |  |  |  | 0.25 | 37.42 | 9.355 |  |  |  | 0.25
| LABOUR | PACK |  |  |  | 0.25 | 37.42 | 9.355 |  |  | 0.25
| DELIVERY | [5 empty] | 37.42 | 0
| FIXINGS |  |  |  |  | 1 | 1.5458 | 1.5458
| TOTAL EACH |  |  |  |  | 3.12 |  | 156.1212 | 156.1212 | 1.87 | 1 | 0.25
ITEM | DUG17.01 |  | 1585x2100 |  | DR-A-53-ZZ.01/2 |  | Nr units | 1
3600/18 | PART | MATERIAL | SECTION | SECTION | AREA | No / LM | RATE | COST |  | ms hours | js hours | ps hours
TIMBER | LINING | SOFTWOOD | 0.125 | 0.05 | 0.00625 | 6.2 | 1708 | 66.185
TIMBER | STOP | SOFTWOOD | 0.05 | 0.025 | 0.00125 | 6.2 | 1708 | 13.237
TIMBER |  |  |  |  | 0 |  |  | 0
SHEETS | [7 empty] | 0
SHEETS | [7 empty] | 0
SHEETS |  |  |  |  | 0 |  |  | 0
NO MARK UP ITEMS | FD30 SEAL |  |  |  |  | 0 | 0 | 0
NO MARK UP ITEMS | FD60 SEAL |  |  |  |  | 3 | 5 | 15
NO MARK UP ITEMS | ACOUSTIC SEAL |  |  |  |  | 3 | 1.5 | 4.5
ITEMS FOR 10% | [7 empty] | 0
ITEMS FOR 10% | [7 empty] | 0
ITEMS FOR 10% | [7 empty] | 0
% FOR JMS | [5 empty] | 0.1 | 0 | 0
| FINISH |  |  |  |  | 6.2 | 1.25 | 7.75
| LABOUR | MS | PAR |  | 12.4 | 0.62 |  | 0
| LABOUR | MS | CUT PANELS |  | 0 | 0 |  | 0
| LABOUR | MS | JOINT |  | 2 | 0.5 |  | 0
| LABOUR | MS | 2ND MS |  |  | 0.75 |  | 0
| LABOUR | JS |  |  |  | 0.75 |  | 0
| LABOUR | JS | [5 empty] | 0
| LABOUR | JS | [5 empty] | 0
| LABOUR | PS |  |  |  | 0.25 |  | 0
| LABOUR | PS | [5 empty] | 0
| LABOUR TOTALS | MS |  |  |  | 1.87 | 37.42 | 69.9754 |  | 1.87
| LABOUR TOTALS | JS |  |  |  | 0.75 | 37.42 | 28.065 |  |  | 0.75
| LABOUR TOTALS | PS |  |  |  | 0.25 | 37.42 | 9.355 |  |  |  | 0.25
| LABOUR | PACK |  |  |  | 0.25 | 37.42 | 9.355 |  |  | 0.25
| DELIVERY | [5 empty] | 37.42 | 0
| FIXINGS |  |  |  |  | 1 | 2.2342 | 2.2342
| TOTAL EACH |  |  |  |  | 3.12 |  | 225.6566 | 225.6566 | 1.87 | 1 | 0.25
ITEM | DGF09.02 |  | 1585x2100 |  | DR-A-53-ZZ.01/2 |  | Nr units | 1
3600/19 | PART | MATERIAL | SECTION | SECTION | AREA | No / LM | RATE | COST |  | ms hours | js hours | ps hours
TIMBER | LINING | SAPELE | 0.25 | 0.038 | 0.0095 | 6.2 | 1708 | 100.6012
TIMBER | STOP | SAPELE | 0.05 | 0.025 | 0.00125 | 6.2 | 1708 | 13.237
TIMBER |  |  |  |  | 0 |  |  | 0
SHEETS | ARCHITRAVE | 25mm MDF | 2.4 | 0.075 | 0.06 | 6.2 | 28.6 | 10.6392
SHEETS | ARCHITRAVE | 25mm MDF | 1.2 | 0.075 | 0.09 | 2 | 28.6 | 5.148
SHEETS |  |  |  |  | 0 |  |  | 0
NO MARK UP ITEMS | FD30 SEAL |  |  |  |  | 0 | 0 | 0
NO MARK UP ITEMS | FD60 SEAL |  |  |  |  | 3 | 5 | 15
NO MARK UP ITEMS | ACOUSTIC SEAL |  |  |  |  | 2.5 | 1.5 | 3.75
ITEMS FOR 10% | [7 empty] | 0
ITEMS FOR 10% | [7 empty] | 0
ITEMS FOR 10% | [7 empty] | 0
% FOR JMS | [5 empty] | 0.1 | 0 | 0
| FINISH |  |  |  |  | 6.2 | 1.25 | 7.75
| LABOUR | MS | PAR |  | 12.4 | 0.62 |  | 0
| LABOUR | MS | CUT PANELS |  | 8.2 | 0.82 |  | 0
| LABOUR | MS | JOINT |  | 2 | 0.5 |  | 0
| LABOUR | MS | 2ND MS |  |  | 0.75 |  | 0
| LABOUR | JS |  |  |  | 0.75 |  | 0
| LABOUR | JS | [5 empty] | 0
| LABOUR | JS | [5 empty] | 0
| LABOUR | PS |  |  |  | 0.25 |  | 0
| LABOUR | PS | [5 empty] | 0
| LABOUR TOTALS | MS |  |  |  | 2.69 | 37.42 | 100.6598 |  | 2.69
| LABOUR TOTALS | JS |  |  |  | 0.75 | 37.42 | 28.065 |  |  | 0.75
| LABOUR TOTALS | PS |  |  |  | 0.25 | 37.42 | 9.355 |  |  |  | 0.25
| LABOUR | PACK |  |  |  | 0.25 | 37.42 | 9.355 |  |  | 0.25
| DELIVERY | [5 empty] | 37.42 | 0
| FIXINGS |  |  |  |  | 1 | 3.0356 | 3.0356
| TOTAL EACH |  |  |  |  | 3.94 |  | 306.5958 | 306.5958 | 2.69 | 1 | 0.25
ITEM | DUG01.01 |  | 2510x2100 |  | DR-A-53-ZZ.01/2 |  | Nr units | 1
3600/20 | PART | MATERIAL | SECTION | SECTION | AREA | No / LM | RATE | COST |  | ms hours | js hours | ps hours
TIMBER | LINING | SOFTWOOD | 0.15 | 0.038 | 0.0057 | 7.1 | 550 | 22.2585
TIMBER | STOP | SOFTWOOD | 0.05 | 0.025 | 0.00125 | 7.1 | 550 | 4.8813
TIMBER |  |  |  |  | 0 |  |  | 0
SHEETS | ARCHITRAVE | 25mm MDF | 2.4 | 0.075 | 0.06 | 7 | 28.6 | 12.012
SHEETS | ARCHITRAVE | 25mm MDF | 2.1 | 0.075 | 0.1575 | 2.3 | 28.6 | 10.3603
SHEETS |  |  |  |  | 0 |  |  | 0
NO MARK UP ITEMS | FD30 SEAL |  |  |  |  | 3 | 5 | 15
NO MARK UP ITEMS | FD60 SEAL |  |  |  |  | 0 | 0 | 0
NO MARK UP ITEMS | ACOUSTIC SEAL |  |  |  |  | 3 | 1.5 | 4.5
ITEMS FOR 10% | [7 empty] | 0
ITEMS FOR 10% | [7 empty] | 0
ITEMS FOR 10% | [7 empty] | 0
% FOR JMS | [5 empty] | 0.1 | 0 | 0
| FINISH |  |  |  |  | 7.1 | 1.25 | 8.875
| LABOUR | MS | PAR |  | 14.2 | 0.71 |  | 0
| LABOUR | MS | CUT PANELS |  | 9.3 | 0.93 |  | 0
| LABOUR | MS | JOINT |  | 2 | 0.5 |  | 0
| LABOUR | MS | 2ND MS |  |  | 0.75 |  | 0
| LABOUR | JS |  |  |  | 0.75 |  | 0
| LABOUR | JS | [5 empty] | 0
| LABOUR | JS | [5 empty] | 0
| LABOUR | PS |  |  |  | 0.25 |  | 0
| LABOUR | PS | [5 empty] | 0
| LABOUR TOTALS | MS |  |  |  | 2.89 | 37.42 | 108.1438 |  | 2.89
| LABOUR TOTALS | JS |  |  |  | 0.75 | 37.42 | 28.065 |  |  | 0.75
| LABOUR TOTALS | PS |  |  |  | 0.25 | 37.42 | 9.355 |  |  |  | 0.25
| LABOUR | PACK |  |  |  | 0.25 | 37.42 | 9.355 |  |  | 0.25
| DELIVERY | [5 empty] | 37.42 | 0
| FIXINGS |  |  |  |  | 1 | 2.3281 | 2.3281
| TOTAL EACH |  |  |  |  | 4.14 |  | 235.134 | 235.134 | 2.89 | 1 | 0.25
ITEM | D0218.01 D0318.01 D0418.01 DO518.01 D0618.01 |  | 1010x2100 |  | DR-A-53-ZZ.01/2 |  | Nr units | 5
3600/21 | PART | MATERIAL | SECTION | SECTION | AREA | No / LM | RATE | COST |  | ms hours | js hours | ps hours
TIMBER | LINING | SOFTWOOD | 0.15 | 0.038 | 0.0057 | 5.6 | 550 | 17.556
TIMBER | STOP | SOFTWOOD | 0.05 | 0.025 | 0.00125 | 5.6 | 550 | 3.85
TIMBER |  |  |  |  | 0 |  |  | 0
SHEETS | ARCHITRAVE | 25mm MDF | 2.4 | 0.075 | 0.06 | 4.2 | 28.6 | 7.2072
SHEETS | ARCHITRAVE | 25mm MDF | 1.2 | 0.075 | 0.09 | 2 | 28.6 | 5.148
SHEETS |  |  |  |  | 0 |  |  | 0
NO MARK UP ITEMS | FD30 SEAL |  |  |  |  | 2.5 | 5 | 12.5
NO MARK UP ITEMS | FD60 SEAL |  |  |  |  | 0 | 0 | 0
NO MARK UP ITEMS | ACOUSTIC SEAL |  |  |  |  | 2.5 | 1.5 | 3.75
ITEMS FOR 10% | [7 empty] | 0
ITEMS FOR 10% | [7 empty] | 0
ITEMS FOR 10% | [7 empty] | 0
% FOR JMS | [5 empty] | 0.1 | 0 | 0
| FINISH |  |  |  |  | 5.6 | 1.25 | 7
| LABOUR | MS | PAR |  | 11.2 | 0.56 |  | 0
| LABOUR | MS | CUT PANELS |  | 6.2 | 0.62 |  | 0
| LABOUR | MS | JOINT |  | 2 | 0.5 |  | 0
| LABOUR | MS | 2ND MS |  |  | 0.75 |  | 0
| LABOUR | JS |  |  |  | 0.75 |  | 0
| LABOUR | JS | [5 empty] | 0
| LABOUR | JS | [5 empty] | 0
| LABOUR | PS |  |  |  | 0.25 |  | 0
| LABOUR | PS | [5 empty] | 0
| LABOUR TOTALS | MS |  |  |  | 2.43 | 37.42 | 90.9306 |  | 12.15
| LABOUR TOTALS | JS |  |  |  | 0.75 | 37.42 | 28.065 |  |  | 3.75
| LABOUR TOTALS | PS |  |  |  | 0.25 | 37.42 | 9.355 |  |  |  | 1.25
| LABOUR | PACK |  |  |  | 0.25 | 37.42 | 9.355 |  |  | 1.25
| DELIVERY | [5 empty] | 37.42 | 0
| FIXINGS |  |  |  |  | 1 | 1.9472 | 1.9472
| TOTAL EACH |  |  |  |  | 3.68 |  | 196.664 | 983.3198 | 12.15 | 5 | 1.25
ITEM | D0217.01 D0317.01 D0417.01 D0517.01 DO617.01 |  | 1100x2100 |  | DR-A-53-ZZ.01/2 |  | Nr units | 5
3600/22 | PART | MATERIAL | SECTION | SECTION | AREA | No / LM | RATE | COST |  | ms hours | js hours | ps hours
TIMBER | LINING | SAPELE | 0.15 | 0.038 | 0.0057 | 5.6 | 1708 | 54.5194
TIMBER | STOP | SAPELE | 0.05 | 0.025 | 0.00125 | 5.6 | 1708 | 11.956
TIMBER |  |  |  |  | 0 |  |  | 0
SHEETS | ARCHITRAVE | 25mm MDF | 2.4 | 0.075 | 0.06 | 4.2 | 28.6 | 7.2072
SHEETS | ARCHITRAVE | 25mm MDF | 1.2 | 0.075 | 0.09 | 2 | 28.6 | 5.148
SHEETS |  |  |  |  | 0 |  |  | 0
NO MARK UP ITEMS | FD30 SEAL | [6 empty] | 0
NO MARK UP ITEMS | FD60 SEAL |  |  |  |  | 2.5 | 5 | 12.5
NO MARK UP ITEMS | ACOUSTIC SEAL |  |  |  |  | 2.5 | 1.5 | 3.75
ITEMS FOR 10% | [7 empty] | 0
ITEMS FOR 10% | [7 empty] | 0
ITEMS FOR 10% | [7 empty] | 0
% FOR JMS | [5 empty] | 0.1 | 0 | 0
| FINISH |  |  |  |  | 5.6 | 1.25 | 7
| LABOUR | MS | PAR |  | 11.2 | 0.56 |  | 0
| LABOUR | MS | CUT PANELS |  | 6.2 | 0.62 |  | 0
| LABOUR | MS | JOINT |  | 2 | 0.5 |  | 0
| LABOUR | MS | 2ND MS |  |  | 0.75 |  | 0
| LABOUR | JS |  |  |  | 0.75 |  | 0
| LABOUR | JS | [5 empty] | 0
| LABOUR | JS | [5 empty] | 0
| LABOUR | PS |  |  |  | 0.25 |  | 0
| LABOUR | PS | [5 empty] | 0
| LABOUR TOTALS | MS |  |  |  | 2.43 | 37.42 | 90.9306 |  | 12.15
| LABOUR TOTALS | JS |  |  |  | 0.75 | 37.42 | 28.065 |  |  | 3.75
| LABOUR TOTALS | PS |  |  |  | 0.25 | 37.42 | 9.355 |  |  |  | 1.25
| LABOUR | PACK |  |  |  | 0.25 | 37.42 | 9.355 |  |  | 1.25
| DELIVERY | [5 empty] | 37.42 | 0
| FIXINGS |  |  |  |  | 1 | 2.3979 | 2.3979
| TOTAL EACH |  |  |  |  | 3.68 |  | 242.184 | 1210.9201 | 12.15 | 5 | 1.25
ITEM | DO621.03 |  | 2510x2100 |  | DR-A-53-ZZ.01/2 |  | Nr units | 1
3600/23 | PART | MATERIAL | SECTION | SECTION | AREA | No / LM | RATE | COST |  | ms hours | js hours | ps hours
TIMBER | LINING | SOFTWOOD | 0.15 | 0.038 | 0.0057 | 7.1 | 550 | 22.2585
TIMBER | STOP | SOFTWOOD | 0.05 | 0.025 | 0.00125 | 7.1 | 550 | 4.8813
TIMBER |  |  |  |  | 0 |  |  | 0
SHEETS | ARCHITRAVE | 25mm MDF | 2.4 | 0.075 | 0.06 | 7 | 28.6 | 12.012
SHEETS | ARCHITRAVE | 25mm MDF | 2.1 | 0.075 | 0.1575 | 2.3 | 28.6 | 10.3603
SHEETS |  |  |  |  | 0 |  |  | 0
NO MARK UP ITEMS | FD30 SEAL |  |  |  |  | 0 | 0 | 0
NO MARK UP ITEMS | FD60 SEAL |  |  |  |  | 0 | 0 | 0
NO MARK UP ITEMS | ACOUSTIC SEAL |  |  |  |  | 3 | 1.5 | 4.5
ITEMS FOR 10% | [7 empty] | 0
ITEMS FOR 10% | [7 empty] | 0
ITEMS FOR 10% | [7 empty] | 0
% FOR JMS | [5 empty] | 0.1 | 0 | 0
| FINISH |  |  |  |  | 7.1 | 1.25 | 8.875
| LABOUR | MS | PAR |  | 14.2 | 0.71 |  | 0
| LABOUR | MS | CUT PANELS |  | 9.3 | 0.93 |  | 0
| LABOUR | MS | JOINT |  | 2 | 0.5 |  | 0
| LABOUR | MS | 2ND MS |  |  | 0.75 |  | 0
| LABOUR | JS |  |  |  | 0.75 |  | 0
| LABOUR | JS | [5 empty] | 0
| LABOUR | JS | [5 empty] | 0
| LABOUR | PS |  |  |  | 0.25 |  | 0
| LABOUR | PS | [5 empty] | 0
| LABOUR TOTALS | MS |  |  |  | 2.89 | 37.42 | 108.1438 |  | 2.89
| LABOUR TOTALS | JS |  |  |  | 0.75 | 37.42 | 28.065 |  |  | 0.75
| LABOUR TOTALS | PS |  |  |  | 0.25 | 37.42 | 9.355 |  |  |  | 0.25
| LABOUR | PACK |  |  |  | 0.25 | 37.42 | 9.355 |  |  | 0.25
| DELIVERY | [5 empty] | 37.42 | 0
| FIXINGS |  |  |  |  | 1 | 2.1781 | 2.1781
| TOTAL EACH |  |  |  |  | 4.14 |  | 219.984 | 219.984 | 2.89 | 1 | 0.25
ITEM | D0201.02 D0210.01 D0301.01 D0310.01 D0401.01 D0410.01 D0501.01 D0510.01 DO601.01 D0610.01 |  | 1010x2100 |  | DR-A-53-ZZ.01/2 |  | Nr units | 10
3600/24 | PART | MATERIAL | SECTION | SECTION | AREA | No / LM | RATE | COST |  | ms hours | js hours | ps hours
TIMBER | LINING | SOFTWOOD | 0.15 | 0.038 | 0.0057 | 5.6 | 550 | 17.556
TIMBER | STOP | SOFTWOOD | 0.05 | 0.025 | 0.00125 | 5.6 | 550 | 3.85
TIMBER |  |  |  |  | 0 |  |  | 0
SHEETS | ARCHITRAVE | 25mm MDF | 2.4 | 0.075 | 0.06 | 4.2 | 28.6 | 7.2072
SHEETS | ARCHITRAVE | 25mm MDF | 1.2 | 0.075 | 0.09 | 2 | 28.6 | 5.148
SHEETS |  |  |  |  | 0 |  |  | 0
NO MARK UP ITEMS | FD30 SEAL |  |  |  |  | 2.5 | 5 | 12.5
NO MARK UP ITEMS | FD60 SEAL |  |  |  |  | 0 | 0 | 0
NO MARK UP ITEMS | ACOUSTIC SEAL |  |  |  |  | 2.5 | 1.5 | 3.75
ITEMS FOR 10% | [7 empty] | 0
ITEMS FOR 10% | [7 empty] | 0
ITEMS FOR 10% | [7 empty] | 0
% FOR JMS | [5 empty] | 0.1 | 0 | 0
| FINISH |  |  |  |  | 5.6 | 1.25 | 7
| LABOUR | MS | PAR |  | 11.2 | 0.56 |  | 0
| LABOUR | MS | CUT PANELS |  | 6.2 | 0.62 |  | 0
| LABOUR | MS | JOINT |  | 2 | 0.5 |  | 0
| LABOUR | MS | 2ND MS |  |  | 0.75 |  | 0
| LABOUR | JS |  |  |  | 0.75 |  | 0
| LABOUR | JS | [5 empty] | 0
| LABOUR | JS | [5 empty] | 0
| LABOUR | PS |  |  |  | 0.25 |  | 0
| LABOUR | PS | [5 empty] | 0
| LABOUR TOTALS | MS |  |  |  | 2.43 | 37.42 | 90.9306 |  | 24.3
| LABOUR TOTALS | JS |  |  |  | 0.75 | 37.42 | 28.065 |  |  | 7.5
| LABOUR TOTALS | PS |  |  |  | 0.25 | 37.42 | 9.355 |  |  |  | 2.5
| LABOUR | PACK |  |  |  | 0.25 | 37.42 | 9.355 |  |  | 2.5
| DELIVERY | [5 empty] | 37.42 | 0
| FIXINGS |  |  |  |  | 1 | 1.9472 | 1.9472
| TOTAL EACH |  |  |  |  | 3.68 |  | 196.664 | 1966.6397 | 24.3 | 10 | 2.5
ITEM | D0201.01 D0211.01 D0302.01 D0311.01 D0402.01 D0411.01 DO502.01 D0511.01 D0602.01 DO611.01 |  | 1010x2100 |  | DR-A-53-ZZ.01/2 |  | Nr units | 10
3600/25 | PART | MATERIAL | SECTION | SECTION | AREA | No / LM | RATE | COST |  | ms hours | js hours | ps hours
TIMBER | LINING | SAPELE | 0.15 | 0.038 | 0.0057 | 5.6 | 1708 | 54.5194
TIMBER | STOP | SAPELE | 0.05 | 0.025 | 0.00125 | 5.6 | 1708 | 11.956
TIMBER |  |  |  |  | 0 |  |  | 0
SHEETS | ARCHITRAVE | 25mm MDF | 2.4 | 0.075 | 0.06 | 4.2 | 28.6 | 7.2072
SHEETS | ARCHITRAVE | 25mm MDF | 1.2 | 0.075 | 0.09 | 2 | 28.6 | 5.148
SHEETS |  |  |  |  | 0 |  |  | 0
NO MARK UP ITEMS | FD30 SEAL |  |  |  |  | 0 | 0 | 0
NO MARK UP ITEMS | FD60 SEAL |  |  |  |  | 2.5 | 5 | 12.5
NO MARK UP ITEMS | ACOUSTIC SEAL |  |  |  |  | 2.5 | 1.5 | 3.75
ITEMS FOR 10% | [7 empty] | 0
ITEMS FOR 10% | [7 empty] | 0
ITEMS FOR 10% | [7 empty] | 0
% FOR JMS | [5 empty] | 0.1 | 0 | 0
| FINISH |  |  |  |  | 5.6 | 1.25 | 7
| LABOUR | MS | PAR |  | 11.2 | 0.56 |  | 0
| LABOUR | MS | CUT PANELS |  | 6.2 | 0.62 |  | 0
| LABOUR | MS | JOINT |  | 2 | 0.5 |  | 0
| LABOUR | MS | 2ND MS |  |  | 0.75 |  | 0
| LABOUR | JS |  |  |  | 0.75 |  | 0
| LABOUR | JS | [5 empty] | 0
| LABOUR | JS | [5 empty] | 0
| LABOUR | PS |  |  |  | 0.25 |  | 0
| LABOUR | PS | [5 empty] | 0
| LABOUR TOTALS | MS |  |  |  | 2.43 | 37.42 | 90.9306 |  | 24.3
| LABOUR TOTALS | JS |  |  |  | 0.75 | 37.42 | 28.065 |  |  | 7.5
| LABOUR TOTALS | PS |  |  |  | 0.25 | 37.42 | 9.355 |  |  |  | 2.5
| LABOUR | PACK |  |  |  | 0.25 | 37.42 | 9.355 |  |  | 2.5
| DELIVERY | [5 empty] | 37.42 | 0
| FIXINGS |  |  |  |  | 1 | 2.3979 | 2.3979
| TOTAL EACH |  |  |  |  | 3.68 |  | 242.184 | 2421.8402 | 24.3 | 10 | 2.5
ITEM | D0718.01 D0818.01 D0918.01 D1O18.01 |  | 1010x2100 |  | DR-A-53-ZZ.01/2 |  | Nr units | 4
3600/26 | PART | MATERIAL | SECTION | SECTION | AREA | No / LM | RATE | COST |  | ms hours | js hours | ps hours
TIMBER | LINING | SOFTWOOD | 0.15 | 0.038 | 0.0057 | 5.6 | 550 | 17.556
TIMBER | STOP | SOFTWOOD | 0.05 | 0.025 | 0.00125 | 5.6 | 550 | 3.85
TIMBER |  |  |  |  | 0 |  |  | 0
SHEETS | ARCHITRAVE | 25mm MDF | 2.4 | 0.075 | 0.06 | 4.2 | 28.6 | 7.2072
SHEETS | ARCHITRAVE | 25mm MDF | 1.2 | 0.075 | 0.09 | 2 | 28.6 | 5.148
SHEETS |  |  |  |  | 0 |  |  | 0
NO MARK UP ITEMS | FD30 SEAL |  |  |  |  | 2.5 | 5 | 12.5
NO MARK UP ITEMS | FD60 SEAL |  |  |  |  | 0 | 0 | 0
NO MARK UP ITEMS | ACOUSTIC SEAL |  |  |  |  | 2.5 | 1.5 | 3.75
ITEMS FOR 10% | [7 empty] | 0
ITEMS FOR 10% | [7 empty] | 0
ITEMS FOR 10% | [7 empty] | 0
% FOR JMS | [5 empty] | 0.1 | 0 | 0
| FINISH |  |  |  |  | 5.6 | 1.25 | 7
| LABOUR | MS | PAR |  | 11.2 | 0.56 |  | 0
| LABOUR | MS | CUT PANELS |  | 6.2 | 0.62 |  | 0
| LABOUR | MS | JOINT |  | 2 | 0.5 |  | 0
| LABOUR | MS | 2ND MS |  |  | 0.75 |  | 0
| LABOUR | JS |  |  |  | 0.75 |  | 0
| LABOUR | JS | [5 empty] | 0
| LABOUR | JS | [5 empty] | 0
| LABOUR | PS |  |  |  | 0.25 |  | 0
| LABOUR | PS | [5 empty] | 0
| LABOUR TOTALS | MS |  |  |  | 2.43 | 37.42 | 90.9306 |  | 9.72
| LABOUR TOTALS | JS |  |  |  | 0.75 | 37.42 | 28.065 |  |  | 3
| LABOUR TOTALS | PS |  |  |  | 0.25 | 37.42 | 9.355 |  |  |  | 1
| LABOUR | PACK |  |  |  | 0.25 | 37.42 | 9.355 |  |  | 1
| DELIVERY | [5 empty] | 37.42 | 0
| FIXINGS |  |  |  |  | 1 | 1.9472 | 1.9472
| TOTAL EACH |  |  |  |  | 3.68 |  | 196.664 | 786.6559 | 9.72 | 4 | 1
ITEM | D0717.01 D0817.01 D0917.01 D1017.01 |  | 1010x2100 |  | DR-A-53-ZZ.01/2 |  | Nr units | 4
3600/27 | PART | MATERIAL | SECTION | SECTION | AREA | No / LM | RATE | COST |  | ms hours | js hours | ps hours
TIMBER | LINING | SAPELE | 0.15 | 0.038 | 0.0057 | 5.6 | 1708 | 54.5194
TIMBER | STOP | SAPELE | 0.05 | 0.025 | 0.00125 | 5.6 | 1708 | 11.956
TIMBER |  |  |  |  | 0 |  |  | 0
SHEETS | ARCHITRAVE | 25mm MDF | 2.4 | 0.075 | 0.06 | 4.2 | 28.6 | 7.2072
SHEETS | ARCHITRAVE | 25mm MDF | 1.2 | 0.075 | 0.09 | 2 | 28.6 | 5.148
SHEETS |  |  |  |  | 0 |  |  | 0
NO MARK UP ITEMS | FD30 SEAL |  |  |  |  | 0 | 0 | 0
NO MARK UP ITEMS | FD60 SEAL |  |  |  |  | 2.5 | 5 | 12.5
NO MARK UP ITEMS | ACOUSTIC SEAL |  |  |  |  | 2.5 | 1.5 | 3.75
ITEMS FOR 10% | [7 empty] | 0
ITEMS FOR 10% | [7 empty] | 0
ITEMS FOR 10% | [7 empty] | 0
% FOR JMS | [5 empty] | 0.1 | 0 | 0
| FINISH |  |  |  |  | 5.6 | 1.25 | 7
| LABOUR | MS | PAR |  | 11.2 | 0.56 |  | 0
| LABOUR | MS | CUT PANELS |  | 6.2 | 0.62 |  | 0
| LABOUR | MS | JOINT |  | 2 | 0.5 |  | 0
| LABOUR | MS | 2ND MS |  |  | 0.75 |  | 0
| LABOUR | JS |  |  |  | 0.75 |  | 0
| LABOUR | JS | [5 empty] | 0
| LABOUR | JS | [5 empty] | 0
| LABOUR | PS |  |  |  | 0.25 |  | 0
| LABOUR | PS | [5 empty] | 0
| LABOUR TOTALS | MS |  |  |  | 2.43 | 37.42 | 90.9306 |  | 9.72
| LABOUR TOTALS | JS |  |  |  | 0.75 | 37.42 | 28.065 |  |  | 3
| LABOUR TOTALS | PS |  |  |  | 0.25 | 37.42 | 9.355 |  |  |  | 1
| LABOUR | PACK |  |  |  | 0.25 | 37.42 | 9.355 |  |  | 1
| DELIVERY | [5 empty] | 37.42 | 0
| FIXINGS |  |  |  |  | 1 | 2.3979 | 2.3979
| TOTAL EACH |  |  |  |  | 3.68 |  | 242.184 | 968.7361 | 9.72 | 4 | 1
ITEM | D0701.01 D0710.01 D0801.01 D0810.01 D0901.01 D0910.01 D1001.01 D1010.01 |  | 1010x2100 |  | DR-A-53-ZZ.01/2 |  | Nr units | 8
3600/28 | PART | MATERIAL | SECTION | SECTION | AREA | No / LM | RATE | COST |  | ms hours | js hours | ps hours
TIMBER | LINING | SOFTWOOD | 0.15 | 0.038 | 0.0057 | 5.6 | 550 | 17.556
TIMBER | STOP | SOFTWOOD | 0.05 | 0.025 | 0.00125 | 5.6 | 550 | 3.85
TIMBER |  |  |  |  | 0 |  |  | 0
SHEETS | ARCHITRAVE | 25mm MDF | 2.4 | 0.075 | 0.06 | 4.2 | 28.6 | 7.2072
SHEETS | ARCHITRAVE | 25mm MDF | 1.2 | 0.075 | 0.09 | 2 | 28.6 | 5.148
SHEETS |  |  |  |  | 0 |  |  | 0
NO MARK UP ITEMS | FD30 SEAL |  |  |  |  | 2.5 | 5 | 12.5
NO MARK UP ITEMS | FD60 SEAL |  |  |  |  | 0 | 0 | 0
NO MARK UP ITEMS | ACOUSTIC SEAL |  |  |  |  | 2.5 | 1.5 | 3.75
ITEMS FOR 10% | [7 empty] | 0
ITEMS FOR 10% | [7 empty] | 0
ITEMS FOR 10% | [7 empty] | 0
% FOR JMS | [5 empty] | 0.1 | 0 | 0
| FINISH |  |  |  |  | 5.6 | 1.25 | 7
| LABOUR | MS | PAR |  | 11.2 | 0.56 |  | 0
| LABOUR | MS | CUT PANELS |  | 6.2 | 0.62 |  | 0
| LABOUR | MS | JOINT |  | 2 | 0.5 |  | 0
| LABOUR | MS | 2ND MS |  |  | 0.75 |  | 0
| LABOUR | JS |  |  |  | 0.75 |  | 0
| LABOUR | JS | [5 empty] | 0
| LABOUR | JS | [5 empty] | 0
| LABOUR | PS |  |  |  | 0.25 |  | 0
| LABOUR | PS | [5 empty] | 0
| LABOUR TOTALS | MS |  |  |  | 2.43 | 37.42 | 90.9306 |  | 19.44
| LABOUR TOTALS | JS |  |  |  | 0.75 | 37.42 | 28.065 |  |  | 6
| LABOUR TOTALS | PS |  |  |  | 0.25 | 37.42 | 9.355 |  |  |  | 2
| LABOUR | PACK |  |  |  | 0.25 | 37.42 | 9.355 |  |  | 2
| DELIVERY | [5 empty] | 37.42 | 0
| FIXINGS |  |  |  |  | 1 | 1.9472 | 1.9472
| TOTAL EACH |  |  |  |  | 3.68 |  | 196.664 | 1573.3117 | 19.44 | 8 | 2
ITEM | D0702.01 D0711.01 D0802.01 D0811.01 DO9O2.01 D0911.01 D1OO2.01 D1011.01 D11O2.01 |  | 1010x2100 |  | DR-A-53-ZZ.01/2 |  | Nr units | 9
3600/29 | PART | MATERIAL | SECTION | SECTION | AREA | No / LM | RATE | COST |  | ms hours | js hours | ps hours
TIMBER | LINING | SAPELE | 0.15 | 0.038 | 0.0057 | 5.6 | 1708 | 54.5194
TIMBER | STOP | SAPELE | 0.05 | 0.025 | 0.00125 | 5.6 | 1708 | 11.956
TIMBER |  |  |  |  | 0 |  |  | 0
SHEETS | ARCHITRAVE | 25mm MDF | 2.4 | 0.075 | 0.06 | 4.2 | 28.6 | 7.2072
SHEETS | ARCHITRAVE | 25mm MDF | 1.2 | 0.075 | 0.09 | 2 | 28.6 | 5.148
SHEETS |  |  |  |  | 0 |  |  | 0
NO MARK UP ITEMS | FD30 SEAL |  |  |  |  | 0 | 0 | 0
NO MARK UP ITEMS | FD60 SEAL |  |  |  |  | 2.5 | 5 | 12.5
NO MARK UP ITEMS | ACOUSTIC SEAL |  |  |  |  | 2.5 | 1.5 | 3.75
ITEMS FOR 10% | [7 empty] | 0
ITEMS FOR 10% | [7 empty] | 0
ITEMS FOR 10% | [7 empty] | 0
% FOR JMS | [5 empty] | 0.1 | 0 | 0
| FINISH |  |  |  |  | 5.6 | 1.25 | 7
| LABOUR | MS | PAR |  | 11.2 | 0.56 |  | 0
| LABOUR | MS | CUT PANELS |  | 6.2 | 0.62 |  | 0
| LABOUR | MS | JOINT |  | 2 | 0.5 |  | 0
| LABOUR | MS | 2ND MS |  |  | 0.75 |  | 0
| LABOUR | JS |  |  |  | 0.75 |  | 0
| LABOUR | JS | [5 empty] | 0
| LABOUR | JS | [5 empty] | 0
| LABOUR | PS |  |  |  | 0.25 |  | 0
| LABOUR | PS | [5 empty] | 0
| LABOUR TOTALS | MS |  |  |  | 2.43 | 37.42 | 90.9306 |  | 21.87
| LABOUR TOTALS | JS |  |  |  | 0.75 | 37.42 | 28.065 |  |  | 6.75
| LABOUR TOTALS | PS |  |  |  | 0.25 | 37.42 | 9.355 |  |  |  | 2.25
| LABOUR | PACK |  |  |  | 0.25 | 37.42 | 9.355 |  |  | 2.25
| DELIVERY | [5 empty] | 37.42 | 0
| FIXINGS |  |  |  |  | 1 | 2.3979 | 2.3979
| TOTAL EACH |  |  |  |  | 3.68 |  | 242.184 | 2179.6562 | 21.87 | 9 | 2.25
ITEM | D0822.01 |  | 2510x2100 |  | DR-A-53-ZZ.01/2 |  | Nr units | 1
3600/30 | PART | MATERIAL | SECTION | SECTION | AREA | No / LM | RATE | COST |  | ms hours | js hours | ps hours
TIMBER | LINING | SOFTWOOD | 0.15 | 0.038 | 0.0057 | 7.1 | 550 | 22.2585
TIMBER | STOP | SOFTWOOD | 0.05 | 0.025 | 0.00125 | 7.1 | 550 | 4.8813
TIMBER |  |  |  |  | 0 |  |  | 0
SHEETS | ARCHITRAVE | 25mm MDF | 2.4 | 0.075 | 0.06 | 7 | 28.6 | 12.012
SHEETS | ARCHITRAVE | 25mm MDF | 2.1 | 0.075 | 0.1575 | 2.3 | 28.6 | 10.3603
SHEETS |  |  |  |  | 0 |  |  | 0
NO MARK UP ITEMS | FD30 SEAL |  |  |  |  | 0 | 0 | 0
NO MARK UP ITEMS | FD60 SEAL |  |  |  |  | 0 | 0 | 0
NO MARK UP ITEMS | ACOUSTIC SEAL |  |  |  |  | 3 | 1.5 | 4.5
ITEMS FOR 10% | [7 empty] | 0
ITEMS FOR 10% | [7 empty] | 0
ITEMS FOR 10% | [7 empty] | 0
% FOR JMS | [5 empty] | 0.1 | 0 | 0
| FINISH |  |  |  |  | 7.1 | 1.25 | 8.875
| LABOUR | MS | PAR |  | 14.2 | 0.71 |  | 0
| LABOUR | MS | CUT PANELS |  | 9.3 | 0.93 |  | 0
| LABOUR | MS | JOINT |  | 2 | 0.5 |  | 0
| LABOUR | MS | 2ND MS |  |  | 0.75 |  | 0
| LABOUR | JS |  |  |  | 0.75 |  | 0
| LABOUR | JS | [5 empty] | 0
| LABOUR | JS | [5 empty] | 0
| LABOUR | PS |  |  |  | 0.25 |  | 0
| LABOUR | PS | [5 empty] | 0
| LABOUR TOTALS | MS |  |  |  | 2.89 | 37.42 | 108.1438 |  | 2.89
| LABOUR TOTALS | JS |  |  |  | 0.75 | 37.42 | 28.065 |  |  | 0.75
| LABOUR TOTALS | PS |  |  |  | 0.25 | 37.42 | 9.355 |  |  |  | 0.25
| LABOUR | PACK |  |  |  | 0.25 | 37.42 | 9.355 |  |  | 0.25
| DELIVERY | [5 empty] | 37.42 | 0
| FIXINGS |  |  |  |  | 1 | 2.1781 | 2.1781
| TOTAL EACH |  |  |  |  | 4.14 |  | 219.984 | 219.984 | 2.89 | 1 | 0.25
ITEM | D1111.01 |  | 1010x2100 |  | DR-A-53-ZZ.01/2 |  | Nr units | 1
3600/31 | PART | MATERIAL | SECTION | SECTION | AREA | No / LM | RATE | COST |  | ms hours | js hours | ps hours
TIMBER | LINING | SAPELE | 0.15 | 0.038 | 0.0057 | 5.6 | 1708 | 54.5194
TIMBER | STOP | SAPELE | 0.05 | 0.025 | 0.00125 | 5.6 | 1708 | 11.956
TIMBER |  |  |  |  | 0 |  |  | 0
SHEETS | ARCHITRAVE | 25mm MDF | 2.4 | 0.075 | 0.06 | 4.2 | 28.6 | 7.2072
SHEETS | ARCHITRAVE | 25mm MDF | 1.2 | 0.075 | 0.09 | 2 | 28.6 | 5.148
SHEETS |  |  |  |  | 0 |  |  | 0
NO MARK UP ITEMS | FD30 SEAL |  |  |  |  | 0 | 0 | 0
NO MARK UP ITEMS | FD60 SEAL |  |  |  |  | 2.5 | 5 | 12.5
NO MARK UP ITEMS | ACOUSTIC SEAL |  |  |  |  | 2.5 | 1.5 | 3.75
ITEMS FOR 10% | [7 empty] | 0
ITEMS FOR 10% | [7 empty] | 0
ITEMS FOR 10% | [7 empty] | 0
% FOR JMS | [5 empty] | 0.1 | 0 | 0
| FINISH |  |  |  |  | 5.6 | 1.25 | 7
| LABOUR | MS | PAR |  | 11.2 | 0.56 |  | 0
| LABOUR | MS | CUT PANELS |  | 6.2 | 0.62 |  | 0
| LABOUR | MS | JOINT |  | 2 | 0.5 |  | 0
| LABOUR | MS | 2ND MS |  |  | 0.75 |  | 0
| LABOUR | JS |  |  |  | 0.75 |  | 0
| LABOUR | JS | [5 empty] | 0
| LABOUR | JS | [5 empty] | 0
| LABOUR | PS |  |  |  | 0.25 |  | 0
| LABOUR | PS | [5 empty] | 0
| LABOUR TOTALS | MS |  |  |  | 2.43 | 37.42 | 90.9306 |  | 2.43
| LABOUR TOTALS | JS |  |  |  | 0.75 | 37.42 | 28.065 |  |  | 0.75
| LABOUR TOTALS | PS |  |  |  | 0.25 | 37.42 | 9.355 |  |  |  | 0.25
| LABOUR | PACK |  |  |  | 0.25 | 37.42 | 9.355 |  |  | 0.25
| DELIVERY | [5 empty] | 37.42 | 0
| FIXINGS |  |  |  |  | 1 | 2.3979 | 2.3979
| TOTAL EACH |  |  |  |  | 3.68 |  | 242.184 | 242.184 | 2.43 | 1 | 0.25
ITEM | DO621.03 |  | 2510x2210 |  | DR-A-53-ZZ.01/2 |  | Nr units | 1
3600/32 | PART | MATERIAL | SECTION | SECTION | AREA | No / LM | RATE | COST |  | ms hours | js hours | ps hours
TIMBER | LINING | SOFTWOOD | 0.15 | 0.038 | 0.0057 | 7.1 | 550 | 22.2585
TIMBER | STOP | SOFTWOOD | 0.05 | 0.025 | 0.00125 | 7.1 | 550 | 4.8813
TIMBER |  |  |  |  | 0 |  |  | 0
SHEETS | ARCHITRAVE | 25mm MDF | 2.4 | 0.075 | 0.06 | 7 | 28.6 | 12.012
SHEETS | ARCHITRAVE | 25mm MDF | 2.1 | 0.075 | 0.1575 | 2.3 | 28.6 | 10.3603
SHEETS |  |  |  |  | 0 |  |  | 0
NO MARK UP ITEMS | FD30 SEAL |  |  |  |  | 0 | 0 | 0
NO MARK UP ITEMS | FD60 SEAL |  |  |  |  | 0 | 0 | 0
NO MARK UP ITEMS | ACOUSTIC SEAL |  |  |  |  | 3 | 1.5 | 4.5
ITEMS FOR 10% | [7 empty] | 0
ITEMS FOR 10% | [7 empty] | 0
ITEMS FOR 10% | [7 empty] | 0
% FOR JMS | [5 empty] | 0.1 | 0 | 0
| FINISH |  |  |  |  | 7.1 | 1.25 | 8.875
| LABOUR | MS | PAR |  | 14.2 | 0.71 |  | 0
| LABOUR | MS | CUT PANELS |  | 9.3 | 0.93 |  | 0
| LABOUR | MS | JOINT |  | 2 | 0.5 |  | 0
| LABOUR | MS | 2ND MS |  |  | 0.75 |  | 0
| LABOUR | JS |  |  |  | 0.75 |  | 0
| LABOUR | JS | [5 empty] | 0
| LABOUR | JS | [5 empty] | 0
| LABOUR | PS |  |  |  | 0.25 |  | 0
| LABOUR | PS | [5 empty] | 0
| LABOUR TOTALS | MS |  |  |  | 2.89 | 37.42 | 108.1438 |  | 2.89
| LABOUR TOTALS | JS |  |  |  | 0.75 | 37.42 | 28.065 |  |  | 0.75
| LABOUR TOTALS | PS |  |  |  | 0.25 | 37.42 | 9.355 |  |  |  | 0.25
| LABOUR | PACK |  |  |  | 0.25 | 37.42 | 9.355 |  |  | 0.25
| DELIVERY | [5 empty] | 37.42 | 0
| FIXINGS |  |  |  |  | 1 | 2.1781 | 2.1781
| TOTAL EACH |  |  |  |  | 4.14 |  | 219.984 | 219.984 | 2.89 | 1 | 0.25
ITEM | 0 |  | 0 |  | 0 |  | Nr units | 0
3600/33 | PART | MATERIAL | SECTION | SECTION | AREA | No / LM | RATE | COST |  | ms hours | js hours | ps hours
TIMBER |  |  |  |  | 0 |  |  | 0
TIMBER |  |  |  |  | 0 |  |  | 0
TIMBER |  |  |  |  | 0 |  |  | 0
SHEETS |  |  |  |  | 0 |  |  | 0
SHEETS |  |  |  |  | 0 |  |  | 0
SHEETS |  |  |  |  | 0 |  |  | 0
NO MARK UP ITEMS | [7 empty] | 0
NO MARK UP ITEMS | [7 empty] | 0
NO MARK UP ITEMS | [7 empty] | 0
ITEMS FOR 10% | [7 empty] | 0
ITEMS FOR 10% | [7 empty] | 0
ITEMS FOR 10% | [7 empty] | 0
% FOR JMS | [5 empty] | 0.1 | 0 | 0
| FINISH | [6 empty] | 0
| LABOUR | MS | PAR |  | 0 | 0 |  | 0
| LABOUR | MS | CUT PANELS |  | 0 | 0 |  | 0
| LABOUR | MS | JOINT |  |  | 0 |  | 0
| LABOUR | MS | [5 empty] | 0
| LABOUR | JS | [5 empty] | 0
| LABOUR | JS | [5 empty] | 0
| LABOUR | JS | [5 empty] | 0
| LABOUR | PS | [5 empty] | 0
| LABOUR | PS | [5 empty] | 0
| LABOUR TOTALS | MS |  |  |  | 0 | 37.42 | 0 |  | 0
| LABOUR TOTALS | JS |  |  |  | 0 | 37.42 | 0 |  |  | 0
| LABOUR TOTALS | PS |  |  |  | 0 | 37.42 | 0 |  |  |  | 0
| LABOUR | PACK |  |  |  |  | 37.42 | 0 |  |  | 0
| DELIVERY | [5 empty] | 37.42 | 0
| FIXINGS |  |  |  |  | 1 | 0 | 0
| TOTAL EACH |  |  |  |  | 0 |  | 0 | 0 | 0 | 0 | 0
ITEM | 0 |  | 0 |  | 0 |  | Nr units | 0
3600/34 | PART | MATERIAL | SECTION | SECTION | AREA | No / LM | RATE | COST |  | ms hours | js hours | ps hours
TIMBER |  |  |  |  | 0 |  |  | 0
TIMBER |  |  |  |  | 0 |  |  | 0
TIMBER |  |  |  |  | 0 |  |  | 0
SHEETS |  |  |  |  | 0 |  |  | 0
SHEETS |  |  |  |  | 0 |  |  | 0
SHEETS |  |  |  |  | 0 |  |  | 0
NO MARK UP ITEMS | [7 empty] | 0
NO MARK UP ITEMS | [7 empty] | 0
NO MARK UP ITEMS | [7 empty] | 0
ITEMS FOR 10% | [7 empty] | 0
ITEMS FOR 10% | [7 empty] | 0
ITEMS FOR 10% | [7 empty] | 0
% FOR JMS | [5 empty] | 0.1 | 0 | 0
| FINISH | [6 empty] | 0
| LABOUR | MS | PAR |  | 0 | 0 |  | 0
| LABOUR | MS | CUT PANELS |  | 0 | 0 |  | 0
| LABOUR | MS | JOINT |  |  | 0 |  | 0
| LABOUR | MS | [5 empty] | 0
| LABOUR | JS | [5 empty] | 0
| LABOUR | JS | [5 empty] | 0
| LABOUR | JS | [5 empty] | 0
| LABOUR | PS | [5 empty] | 0
| LABOUR | PS | [5 empty] | 0
| LABOUR TOTALS | MS |  |  |  | 0 | 37.42 | 0 |  | 0
| LABOUR TOTALS | JS |  |  |  | 0 | 37.42 | 0 |  |  | 0
| LABOUR TOTALS | PS |  |  |  | 0 | 37.42 | 0 |  |  |  | 0
| LABOUR | PACK |  |  |  |  | 37.42 | 0 |  |  | 0
| DELIVERY | [5 empty] | 37.42 | 0
| FIXINGS |  |  |  |  | 1 | 0 | 0
| TOTAL EACH |  |  |  |  | 0 |  | 0 | 0 | 0 | 0 | 0
ITEM | 0 |  | 0 |  | 0 |  | Nr units | 0
3600/35 | PART | MATERIAL | SECTION | SECTION | AREA | No / LM | RATE | COST |  | ms hours | js hours | ps hours
TIMBER |  |  |  |  | 0 |  |  | 0
TIMBER |  |  |  |  | 0 |  |  | 0
TIMBER |  |  |  |  | 0 |  |  | 0
SHEETS |  |  |  |  | 0 |  |  | 0
SHEETS |  |  |  |  | 0 |  |  | 0
SHEETS |  |  |  |  | 0 |  |  | 0
NO MARK UP ITEMS | [7 empty] | 0
NO MARK UP ITEMS | [7 empty] | 0
NO MARK UP ITEMS | [7 empty] | 0
ITEMS FOR 10% | [7 empty] | 0
ITEMS FOR 10% | [7 empty] | 0
ITEMS FOR 10% | [7 empty] | 0
% FOR JMS | [5 empty] | 0.1 | 0 | 0
| FINISH | [6 empty] | 0
| LABOUR | MS | PAR |  | 0 | 0 |  | 0
| LABOUR | MS | CUT PANELS |  | 0 | 0 |  | 0
| LABOUR | MS | JOINT |  |  | 0 |  | 0
| LABOUR | MS | [5 empty] | 0
| LABOUR | JS | [5 empty] | 0
| LABOUR | JS | [5 empty] | 0
| LABOUR | JS | [5 empty] | 0
| LABOUR | PS | [5 empty] | 0
| LABOUR | PS | [5 empty] | 0
| LABOUR TOTALS | MS |  |  |  | 0 | 37.42 | 0 |  | 0
| LABOUR TOTALS | JS |  |  |  | 0 | 37.42 | 0 |  |  | 0
| LABOUR TOTALS | PS |  |  |  | 0 | 37.42 | 0 |  |  |  | 0
| LABOUR | PACK |  |  |  |  | 37.42 | 0 |  |  | 0
| DELIVERY | [5 empty] | 37.42 | 0
| FIXINGS |  |  |  |  | 1 | 0 | 0
| TOTAL EACH |  |  |  |  | 0 |  | 0 | 0 | 0 | 0 | 0
ITEM | 0 |  | 0 |  | 0 |  | Nr units | 0
3600/36 | PART | MATERIAL | SECTION | SECTION | AREA | No / LM | RATE | COST |  | ms hours | js hours | ps hours
TIMBER |  |  |  |  | 0 |  |  | 0
TIMBER |  |  |  |  | 0 |  |  | 0
TIMBER |  |  |  |  | 0 |  |  | 0
SHEETS |  |  |  |  | 0 |  |  | 0
SHEETS |  |  |  |  | 0 |  |  | 0
SHEETS |  |  |  |  | 0 |  |  | 0
NO MARK UP ITEMS | [7 empty] | 0
NO MARK UP ITEMS | [7 empty] | 0
NO MARK UP ITEMS | [7 empty] | 0
ITEMS FOR 10% | [7 empty] | 0
ITEMS FOR 10% | [7 empty] | 0
ITEMS FOR 10% | [7 empty] | 0
% FOR JMS | [5 empty] | 0.1 | 0 | 0
| FINISH | [6 empty] | 0
| LABOUR | MS | PAR |  | 0 | 0 |  | 0
| LABOUR | MS | CUT PANELS |  | 0 | 0 |  | 0
| LABOUR | MS | JOINT |  |  | 0 |  | 0
| LABOUR | MS | [5 empty] | 0
| LABOUR | JS | [5 empty] | 0
| LABOUR | JS | [5 empty] | 0
| LABOUR | JS | [5 empty] | 0
| LABOUR | PS | [5 empty] | 0
| LABOUR | PS | [5 empty] | 0
| LABOUR TOTALS | MS |  |  |  | 0 | 37.42 | 0 |  | 0
| LABOUR TOTALS | JS |  |  |  | 0 | 37.42 | 0 |  |  | 0
| LABOUR TOTALS | PS |  |  |  | 0 | 37.42 | 0 |  |  |  | 0
| LABOUR | PACK |  |  |  |  | 37.42 | 0 |  |  | 0
| DELIVERY | [5 empty] | 37.42 | 0
| FIXINGS |  |  |  |  | 1 | 0 | 0
| TOTAL EACH |  |  |  |  | 0 |  | 0 | 0 | 0 | 0 | 0
ITEM | 0 |  | 0 |  | 0 |  | Nr units | 0
3600/37 | PART | MATERIAL | SECTION | SECTION | AREA | No / LM | RATE | COST |  | ms hours | js hours | ps hours
TIMBER |  |  |  |  | 0 |  |  | 0
TIMBER |  |  |  |  | 0 |  |  | 0
TIMBER |  |  |  |  | 0 |  |  | 0
SHEETS |  |  |  |  | 0 |  |  | 0
SHEETS |  |  |  |  | 0 |  |  | 0
SHEETS |  |  |  |  | 0 |  |  | 0
NO MARK UP ITEMS | [7 empty] | 0
NO MARK UP ITEMS | [7 empty] | 0
NO MARK UP ITEMS | [7 empty] | 0
ITEMS FOR 10% | [7 empty] | 0
ITEMS FOR 10% | [7 empty] | 0
ITEMS FOR 10% | [7 empty] | 0
% FOR JMS | [5 empty] | 0.1 | 0 | 0
| FINISH | [6 empty] | 0
| LABOUR | MS | PAR |  | 0 | 0 |  | 0
| LABOUR | MS | CUT PANELS |  | 0 | 0 |  | 0
| LABOUR | MS | JOINT |  |  | 0 |  | 0
| LABOUR | MS | [5 empty] | 0
| LABOUR | JS | [5 empty] | 0
| LABOUR | JS | [5 empty] | 0
| LABOUR | JS | [5 empty] | 0
| LABOUR | PS | [5 empty] | 0
| LABOUR | PS | [5 empty] | 0
| LABOUR TOTALS | MS |  |  |  | 0 | 37.42 | 0 |  | 0
| LABOUR TOTALS | JS |  |  |  | 0 | 37.42 | 0 |  |  | 0
| LABOUR TOTALS | PS |  |  |  | 0 | 37.42 | 0 |  |  |  | 0
| LABOUR | PACK |  |  |  |  | 37.42 | 0 |  |  | 0
| DELIVERY | [5 empty] | 37.42 | 0
| FIXINGS |  |  |  |  | 1 | 0 | 0
| TOTAL EACH |  |  |  |  | 0 |  | 0 | 0 | 0 | 0 | 0
ITEM | 0 |  | 0 |  | 0 |  | Nr units | 0
3600/38 | PART | MATERIAL | SECTION | SECTION | AREA | No / LM | RATE | COST |  | ms hours | js hours | ps hours
TIMBER |  |  |  |  | 0 |  |  | 0
TIMBER |  |  |  |  | 0 |  |  | 0
TIMBER |  |  |  |  | 0 |  |  | 0
SHEETS |  |  |  |  | 0 |  |  | 0
SHEETS |  |  |  |  | 0 |  |  | 0
SHEETS |  |  |  |  | 0 |  |  | 0
NO MARK UP ITEMS | [7 empty] | 0
NO MARK UP ITEMS | [7 empty] | 0
NO MARK UP ITEMS | [7 empty] | 0
ITEMS FOR 10% | [7 empty] | 0
ITEMS FOR 10% | [7 empty] | 0
ITEMS FOR 10% | [7 empty] | 0
% FOR JMS | [5 empty] | 0.1 | 0 | 0
| FINISH | [6 empty] | 0
| LABOUR | MS | PAR |  | 0 | 0 |  | 0
| LABOUR | MS | CUT PANELS |  | 0 | 0 |  | 0
| LABOUR | MS | JOINT |  |  | 0 |  | 0
| LABOUR | MS | [5 empty] | 0
| LABOUR | JS | [5 empty] | 0
| LABOUR | JS | [5 empty] | 0
| LABOUR | JS | [5 empty] | 0
| LABOUR | PS | [5 empty] | 0
| LABOUR | PS | [5 empty] | 0
| LABOUR TOTALS | MS |  |  |  | 0 | 37.42 | 0 |  | 0
| LABOUR TOTALS | JS |  |  |  | 0 | 37.42 | 0 |  |  | 0
| LABOUR TOTALS | PS |  |  |  | 0 | 37.42 | 0 |  |  |  | 0
| LABOUR | PACK |  |  |  |  | 37.42 | 0 |  |  | 0
| DELIVERY | [5 empty] | 37.42 | 0
| FIXINGS |  |  |  |  | 1 | 0 | 0
| TOTAL EACH |  |  |  |  | 0 |  | 0 | 0 | 0 | 0 | 0
ITEM | 0 |  | 0 |  | 0 |  | Nr units | 0
3600/39 | PART | MATERIAL | SECTION | SECTION | AREA | No / LM | RATE | COST |  | ms hours | js hours | ps hours
TIMBER |  |  |  |  | 0 |  |  | 0
TIMBER |  |  |  |  | 0 |  |  | 0
TIMBER |  |  |  |  | 0 |  |  | 0
SHEETS |  |  |  |  | 0 |  |  | 0
SHEETS |  |  |  |  | 0 |  |  | 0
SHEETS |  |  |  |  | 0 |  |  | 0
NO MARK UP ITEMS | [7 empty] | 0
NO MARK UP ITEMS | [7 empty] | 0
NO MARK UP ITEMS | [7 empty] | 0
ITEMS FOR 10% | [7 empty] | 0
ITEMS FOR 10% | [7 empty] | 0
ITEMS FOR 10% | [7 empty] | 0
% FOR JMS | [5 empty] | 0.1 | 0 | 0
| FINISH | [6 empty] | 0
| LABOUR | MS | PAR |  | 0 | 0 |  | 0
| LABOUR | MS | CUT PANELS |  | 0 | 0 |  | 0
| LABOUR | MS | JOINT |  |  | 0 |  | 0
| LABOUR | MS | [5 empty] | 0
| LABOUR | JS | [5 empty] | 0
| LABOUR | JS | [5 empty] | 0
| LABOUR | JS | [5 empty] | 0
| LABOUR | PS | [5 empty] | 0
| LABOUR | PS | [5 empty] | 0
| LABOUR TOTALS | MS |  |  |  | 0 | 37.42 | 0 |  | 0
| LABOUR TOTALS | JS |  |  |  | 0 | 37.42 | 0 |  |  | 0
| LABOUR TOTALS | PS |  |  |  | 0 | 37.42 | 0 |  |  |  | 0
| LABOUR | PACK |  |  |  |  | 37.42 | 0 |  |  | 0
| DELIVERY | [5 empty] | 37.42 | 0
| FIXINGS |  |  |  |  | 1 | 0 | 0
| TOTAL EACH |  |  |  |  | 0 |  | 0 | 0 | 0 | 0 | 0
ITEM | 0 |  | 0 |  | 0 |  | Nr units | 0
3600/40 | PART | MATERIAL | SECTION | SECTION | AREA | No / LM | RATE | COST |  | ms hours | js hours | ps hours
TIMBER |  |  |  |  | 0 |  |  | 0
TIMBER |  |  |  |  | 0 |  |  | 0
TIMBER |  |  |  |  | 0 |  |  | 0
SHEETS |  |  |  |  | 0 |  |  | 0
SHEETS |  |  |  |  | 0 |  |  | 0
SHEETS |  |  |  |  | 0 |  |  | 0
NO MARK UP ITEMS | [7 empty] | 0
NO MARK UP ITEMS | [7 empty] | 0
NO MARK UP ITEMS | [7 empty] | 0
ITEMS FOR 10% | [7 empty] | 0
ITEMS FOR 10% | [7 empty] | 0
ITEMS FOR 10% | [7 empty] | 0
% FOR JMS | [5 empty] | 0.1 | 0 | 0
| FINISH | [6 empty] | 0
| LABOUR | MS | PAR |  | 0 | 0 |  | 0
| LABOUR | MS | CUT PANELS |  | 0 | 0 |  | 0
| LABOUR | MS | JOINT |  |  | 0 |  | 0
| LABOUR | MS | [5 empty] | 0
| LABOUR | JS | [5 empty] | 0
| LABOUR | JS | [5 empty] | 0
| LABOUR | JS | [5 empty] | 0
| LABOUR | PS | [5 empty] | 0
| LABOUR | PS | [5 empty] | 0
| LABOUR TOTALS | MS |  |  |  | 0 | 37.42 | 0 |  | 0
| LABOUR TOTALS | JS |  |  |  | 0 | 37.42 | 0 |  |  | 0
| LABOUR TOTALS | PS |  |  |  | 0 | 37.42 | 0 |  |  |  | 0
| LABOUR | PACK |  |  |  |  | 37.42 | 0 |  |  | 0
| DELIVERY | [5 empty] | 37.42 | 0
| FIXINGS |  |  |  |  | 1 | 0 | 0
| TOTAL EACH |  |  |  |  | 0 |  | 0 | 0 | 0 | 0 | 0
ITEM | 0 |  | 0 |  | 0 |  | Nr units | 0
3600/41 | PART | MATERIAL | SECTION | SECTION | AREA | No / LM | RATE | COST |  | ms hours | js hours | ps hours
TIMBER |  |  |  |  | 0 |  |  | 0
TIMBER |  |  |  |  | 0 |  |  | 0
TIMBER |  |  |  |  | 0 |  |  | 0
SHEETS |  |  |  |  | 0 |  |  | 0
SHEETS |  |  |  |  | 0 |  |  | 0
SHEETS |  |  |  |  | 0 |  |  | 0
NO MARK UP ITEMS | [7 empty] | 0
NO MARK UP ITEMS | [7 empty] | 0
NO MARK UP ITEMS | [7 empty] | 0
ITEMS FOR 10% | [7 empty] | 0
ITEMS FOR 10% | [7 empty] | 0
ITEMS FOR 10% | [7 empty] | 0
% FOR JMS | [5 empty] | 0.1 | 0 | 0
| FINISH | [6 empty] | 0
| LABOUR | MS | PAR |  | 0 | 0 |  | 0
| LABOUR | MS | CUT PANELS |  | 0 | 0 |  | 0
| LABOUR | MS | JOINT |  |  | 0 |  | 0
| LABOUR | MS | [5 empty] | 0
| LABOUR | JS | [5 empty] | 0
| LABOUR | JS | [5 empty] | 0
| LABOUR | JS | [5 empty] | 0
| LABOUR | PS | [5 empty] | 0
| LABOUR | PS | [5 empty] | 0
| LABOUR TOTALS | MS |  |  |  | 0 | 37.42 | 0 |  | 0
| LABOUR TOTALS | JS |  |  |  | 0 | 37.42 | 0 |  |  | 0
| LABOUR TOTALS | PS |  |  |  | 0 | 37.42 | 0 |  |  |  | 0
| LABOUR | PACK |  |  |  |  | 37.42 | 0 |  |  | 0
| DELIVERY | [5 empty] | 37.42 | 0
| FIXINGS |  |  |  |  | 1 | 0 | 0
| TOTAL EACH |  |  |  |  | 0 |  | 0 | 0 | 0 | 0 | 0
ITEM | 0 |  | 0 |  | 0 |  | Nr units | 0
3600/42 | PART | MATERIAL | SECTION | SECTION | AREA | No / LM | RATE | COST |  | ms hours | js hours | ps hours
TIMBER |  |  |  |  | 0 |  |  | 0
TIMBER |  |  |  |  | 0 |  |  | 0
TIMBER |  |  |  |  | 0 |  |  | 0
SHEETS |  |  |  |  | 0 |  |  | 0
SHEETS |  |  |  |  | 0 |  |  | 0
SHEETS |  |  |  |  | 0 |  |  | 0
NO MARK UP ITEMS | [7 empty] | 0
NO MARK UP ITEMS | [7 empty] | 0
NO MARK UP ITEMS | [7 empty] | 0
ITEMS FOR 10% | [7 empty] | 0
ITEMS FOR 10% | [7 empty] | 0
ITEMS FOR 10% | [7 empty] | 0
% FOR JMS | [5 empty] | 0.1 | 0 | 0
| FINISH | [6 empty] | 0
| LABOUR | MS | PAR |  | 0 | 0 |  | 0
| LABOUR | MS | CUT PANELS |  | 0 | 0 |  | 0
| LABOUR | MS | JOINT |  |  | 0 |  | 0
| LABOUR | MS | [5 empty] | 0
| LABOUR | JS | [5 empty] | 0
| LABOUR | JS | [5 empty] | 0
| LABOUR | JS | [5 empty] | 0
| LABOUR | PS | [5 empty] | 0
| LABOUR | PS | [5 empty] | 0
| LABOUR TOTALS | MS |  |  |  | 0 | 37.42 | 0 |  | 0
| LABOUR TOTALS | JS |  |  |  | 0 | 37.42 | 0 |  |  | 0
| LABOUR TOTALS | PS |  |  |  | 0 | 37.42 | 0 |  |  |  | 0
| LABOUR | PACK |  |  |  |  | 37.42 | 0 |  |  | 0
| DELIVERY | [5 empty] | 37.42 | 0
| FIXINGS |  |  |  |  | 1 | 0 | 0
| TOTAL EACH |  |  |  |  | 0 |  | 0 | 0 | 0 | 0 | 0
ITEM | 0 |  | 0 |  | 0 |  | Nr units | 0
3600/43 | PART | MATERIAL | SECTION | SECTION | AREA | No / LM | RATE | COST |  | ms hours | js hours | ps hours
TIMBER |  |  |  |  | 0 |  |  | 0
TIMBER |  |  |  |  | 0 |  |  | 0
TIMBER |  |  |  |  | 0 |  |  | 0
SHEETS |  |  |  |  | 0 |  |  | 0
SHEETS |  |  |  |  | 0 |  |  | 0
SHEETS |  |  |  |  | 0 |  |  | 0
NO MARK UP ITEMS | [7 empty] | 0
NO MARK UP ITEMS | [7 empty] | 0
NO MARK UP ITEMS | [7 empty] | 0
ITEMS FOR 10% | [7 empty] | 0
ITEMS FOR 10% | [7 empty] | 0
ITEMS FOR 10% | [7 empty] | 0
% FOR JMS | [5 empty] | 0.1 | 0 | 0
| FINISH | [6 empty] | 0
| LABOUR | MS | PAR |  | 0 | 0 |  | 0
| LABOUR | MS | CUT PANELS |  | 0 | 0 |  | 0
| LABOUR | MS | JOINT |  |  | 0 |  | 0
| LABOUR | MS | [5 empty] | 0
| LABOUR | JS | [5 empty] | 0
| LABOUR | JS | [5 empty] | 0
| LABOUR | JS | [5 empty] | 0
| LABOUR | PS | [5 empty] | 0
| LABOUR | PS | [5 empty] | 0
| LABOUR TOTALS | MS |  |  |  | 0 | 37.42 | 0 |  | 0
| LABOUR TOTALS | JS |  |  |  | 0 | 37.42 | 0 |  |  | 0
| LABOUR TOTALS | PS |  |  |  | 0 | 37.42 | 0 |  |  |  | 0
| LABOUR | PACK |  |  |  |  | 37.42 | 0 |  |  | 0
| DELIVERY | [5 empty] | 37.42 | 0
| FIXINGS |  |  |  |  | 1 | 0 | 0
| TOTAL EACH |  |  |  |  | 0 |  | 0 | 0 | 0 | 0 | 0
ITEM | 0 |  | 0 |  | 0 |  | Nr units | 0
3600/44 | PART | MATERIAL | SECTION | SECTION | AREA | No / LM | RATE | COST |  | ms hours | js hours | ps hours
TIMBER |  |  |  |  | 0 |  |  | 0
TIMBER |  |  |  |  | 0 |  |  | 0
TIMBER |  |  |  |  | 0 |  |  | 0
SHEETS |  |  |  |  | 0 |  |  | 0
SHEETS |  |  |  |  | 0 |  |  | 0
SHEETS |  |  |  |  | 0 |  |  | 0
NO MARK UP ITEMS | [7 empty] | 0
NO MARK UP ITEMS | [7 empty] | 0
NO MARK UP ITEMS | [7 empty] | 0
ITEMS FOR 10% | [7 empty] | 0
ITEMS FOR 10% | [7 empty] | 0
ITEMS FOR 10% | [7 empty] | 0
% FOR JMS | [5 empty] | 0.1 | 0 | 0
| FINISH | [6 empty] | 0
| LABOUR | MS | PAR |  | 0 | 0 |  | 0
| LABOUR | MS | CUT PANELS |  | 0 | 0 |  | 0
| LABOUR | MS | JOINT |  |  | 0 |  | 0
| LABOUR | MS | [5 empty] | 0
| LABOUR | JS | [5 empty] | 0
| LABOUR | JS | [5 empty] | 0
| LABOUR | JS | [5 empty] | 0
| LABOUR | PS | [5 empty] | 0
| LABOUR | PS | [5 empty] | 0
| LABOUR TOTALS | MS |  |  |  | 0 | 37.42 | 0 |  | 0
| LABOUR TOTALS | JS |  |  |  | 0 | 37.42 | 0 |  |  | 0
| LABOUR TOTALS | PS |  |  |  | 0 | 37.42 | 0 |  |  |  | 0
| LABOUR | PACK |  |  |  |  | 37.42 | 0 |  |  | 0
| DELIVERY | [5 empty] | 37.42 | 0
| FIXINGS |  |  |  |  | 1 | 0 | 0
| TOTAL EACH |  |  |  |  | 0 |  | 0 | 0 | 0 | 0 | 0
ITEM | 0 |  | 0 |  | 0 |  | Nr units | 0
3600/45 | PART | MATERIAL | SECTION | SECTION | AREA | No / LM | RATE | COST |  | ms hours | js hours | ps hours
TIMBER |  |  |  |  | 0 |  |  | 0
TIMBER |  |  |  |  | 0 |  |  | 0
TIMBER |  |  |  |  | 0 |  |  | 0
SHEETS |  |  |  |  | 0 |  |  | 0
SHEETS |  |  |  |  | 0 |  |  | 0
SHEETS |  |  |  |  | 0 |  |  | 0
NO MARK UP ITEMS | [7 empty] | 0
NO MARK UP ITEMS | [7 empty] | 0
NO MARK UP ITEMS | [7 empty] | 0
ITEMS FOR 10% | [7 empty] | 0
ITEMS FOR 10% | [7 empty] | 0
ITEMS FOR 10% | [7 empty] | 0
% FOR JMS | [5 empty] | 0.1 | 0 | 0
| FINISH | [6 empty] | 0
| LABOUR | MS | PAR |  | 0 | 0 |  | 0
| LABOUR | MS | CUT PANELS |  | 0 | 0 |  | 0
| LABOUR | MS | JOINT |  |  | 0 |  | 0
| LABOUR | MS | [5 empty] | 0
| LABOUR | JS | [5 empty] | 0
| LABOUR | JS | [5 empty] | 0
| LABOUR | JS | [5 empty] | 0
| LABOUR | PS | [5 empty] | 0
| LABOUR | PS | [5 empty] | 0
| LABOUR TOTALS | MS |  |  |  | 0 | 37.42 | 0 |  | 0
| LABOUR TOTALS | JS |  |  |  | 0 | 37.42 | 0 |  |  | 0
| LABOUR TOTALS | PS |  |  |  | 0 | 37.42 | 0 |  |  |  | 0
| LABOUR | PACK |  |  |  |  | 37.42 | 0 |  |  | 0
| DELIVERY | [5 empty] | 37.42 | 0
| FIXINGS |  |  |  |  | 1 | 0 | 0
| TOTAL EACH |  |  |  |  | 0 |  | 0 | 0 | 0 | 0 | 0
ITEM | 0 |  | 0 |  | 0 |  | Nr units | 0
3600/46 | PART | MATERIAL | SECTION | SECTION | AREA | No / LM | RATE | COST |  | ms hours | js hours | ps hours
TIMBER |  |  |  |  | 0 |  |  | 0
TIMBER |  |  |  |  | 0 |  |  | 0
TIMBER |  |  |  |  | 0 |  |  | 0
SHEETS |  |  |  |  | 0 |  |  | 0
SHEETS |  |  |  |  | 0 |  |  | 0
SHEETS |  |  |  |  | 0 |  |  | 0
NO MARK UP ITEMS | [7 empty] | 0
NO MARK UP ITEMS | [7 empty] | 0
NO MARK UP ITEMS | [7 empty] | 0
ITEMS FOR 10% | [7 empty] | 0
ITEMS FOR 10% | [7 empty] | 0
ITEMS FOR 10% | [7 empty] | 0
% FOR JMS | [5 empty] | 0.1 | 0 | 0
| FINISH | [6 empty] | 0
| LABOUR | MS | PAR |  | 0 | 0 |  | 0
| LABOUR | MS | CUT PANELS |  | 0 | 0 |  | 0
| LABOUR | MS | JOINT |  |  | 0 |  | 0
| LABOUR | MS | [5 empty] | 0
| LABOUR | JS | [5 empty] | 0
| LABOUR | JS | [5 empty] | 0
| LABOUR | JS | [5 empty] | 0
| LABOUR | PS | [5 empty] | 0
| LABOUR | PS | [5 empty] | 0
| LABOUR TOTALS | MS |  |  |  | 0 | 37.42 | 0 |  | 0
| LABOUR TOTALS | JS |  |  |  | 0 | 37.42 | 0 |  |  | 0
| LABOUR TOTALS | PS |  |  |  | 0 | 37.42 | 0 |  |  |  | 0
| LABOUR | PACK |  |  |  |  | 37.42 | 0 |  |  | 0
| DELIVERY | [5 empty] | 37.42 | 0
| FIXINGS |  |  |  |  | 1 | 0 | 0
| TOTAL EACH |  |  |  |  | 0 |  | 0 | 0 | 0 | 0 | 0
ITEM | 0 |  | 0 |  | 0 |  | Nr units | 0
3600/47 | PART | MATERIAL | SECTION | SECTION | AREA | No / LM | RATE | COST |  | ms hours | js hours | ps hours
TIMBER |  |  |  |  | 0 |  |  | 0
TIMBER |  |  |  |  | 0 |  |  | 0
TIMBER |  |  |  |  | 0 |  |  | 0
SHEETS |  |  |  |  | 0 |  |  | 0
SHEETS |  |  |  |  | 0 |  |  | 0
SHEETS |  |  |  |  | 0 |  |  | 0
NO MARK UP ITEMS | [7 empty] | 0
NO MARK UP ITEMS | [7 empty] | 0
NO MARK UP ITEMS | [7 empty] | 0
ITEMS FOR 10% | [7 empty] | 0
ITEMS FOR 10% | [7 empty] | 0
ITEMS FOR 10% | [7 empty] | 0
% FOR JMS | [5 empty] | 0.1 | 0 | 0
| FINISH | [6 empty] | 0
| LABOUR | MS | PAR |  | 0 | 0 |  | 0
| LABOUR | MS | CUT PANELS |  | 0 | 0 |  | 0
| LABOUR | MS | JOINT |  |  | 0 |  | 0
| LABOUR | MS | [5 empty] | 0
| LABOUR | JS | [5 empty] | 0
| LABOUR | JS | [5 empty] | 0
| LABOUR | JS | [5 empty] | 0
| LABOUR | PS | [5 empty] | 0
| LABOUR | PS | [5 empty] | 0
| LABOUR TOTALS | MS |  |  |  | 0 | 37.42 | 0 |  | 0
| LABOUR TOTALS | JS |  |  |  | 0 | 37.42 | 0 |  |  | 0
| LABOUR TOTALS | PS |  |  |  | 0 | 37.42 | 0 |  |  |  | 0
| LABOUR | PACK |  |  |  |  | 37.42 | 0 |  |  | 0
| DELIVERY | [5 empty] | 37.42 | 0
| FIXINGS |  |  |  |  | 1 | 0 | 0
| TOTAL EACH |  |  |  |  | 0 |  | 0 | 0 | 0 | 0 | 0
ITEM | 0 |  | 0 |  | 0 |  | Nr units | 0
3600/48 | PART | MATERIAL | SECTION | SECTION | AREA | No / LM | RATE | COST |  | ms hours | js hours | ps hours
TIMBER |  |  |  |  | 0 |  |  | 0
TIMBER |  |  |  |  | 0 |  |  | 0
TIMBER |  |  |  |  | 0 |  |  | 0
SHEETS |  |  |  |  | 0 |  |  | 0
SHEETS |  |  |  |  | 0 |  |  | 0
SHEETS |  |  |  |  | 0 |  |  | 0
NO MARK UP ITEMS | [7 empty] | 0
NO MARK UP ITEMS | [7 empty] | 0
NO MARK UP ITEMS | [7 empty] | 0
ITEMS FOR 10% | [7 empty] | 0
ITEMS FOR 10% | [7 empty] | 0
ITEMS FOR 10% | [7 empty] | 0
% FOR JMS | [5 empty] | 0.1 | 0 | 0
| FINISH | [6 empty] | 0
| LABOUR | MS | PAR |  | 0 | 0 |  | 0
| LABOUR | MS | CUT PANELS |  | 0 | 0 |  | 0
| LABOUR | MS | JOINT |  |  | 0 |  | 0
| LABOUR | MS | [5 empty] | 0
| LABOUR | JS | [5 empty] | 0
| LABOUR | JS | [5 empty] | 0
| LABOUR | JS | [5 empty] | 0
| LABOUR | PS | [5 empty] | 0
| LABOUR | PS | [5 empty] | 0
| LABOUR TOTALS | MS |  |  |  | 0 | 37.42 | 0 |  | 0
| LABOUR TOTALS | JS |  |  |  | 0 | 37.42 | 0 |  |  | 0
| LABOUR TOTALS | PS |  |  |  | 0 | 37.42 | 0 |  |  |  | 0
| LABOUR | PACK |  |  |  |  | 37.42 | 0 |  |  | 0
| DELIVERY | [5 empty] | 37.42 | 0
| FIXINGS |  |  |  |  | 1 | 0 | 0
| TOTAL EACH |  |  |  |  | 0 |  | 0 | 0 | 0 | 0 | 0
ITEM | 0 |  | 0 |  | 0 |  | Nr units | 0
3600/49 | PART | MATERIAL | SECTION | SECTION | AREA | No / LM | RATE | COST |  | ms hours | js hours | ps hours
TIMBER |  |  |  |  | 0 |  |  | 0
TIMBER |  |  |  |  | 0 |  |  | 0
TIMBER |  |  |  |  | 0 |  |  | 0
SHEETS |  |  |  |  | 0 |  |  | 0
SHEETS |  |  |  |  | 0 |  |  | 0
SHEETS |  |  |  |  | 0 |  |  | 0
NO MARK UP ITEMS | [7 empty] | 0
NO MARK UP ITEMS | [7 empty] | 0
NO MARK UP ITEMS | [7 empty] | 0
ITEMS FOR 10% | [7 empty] | 0
ITEMS FOR 10% | [7 empty] | 0
ITEMS FOR 10% | [7 empty] | 0
% FOR JMS | [5 empty] | 0.1 | 0 | 0
| FINISH | [6 empty] | 0
| LABOUR | MS | PAR |  | 0 | 0 |  | 0
| LABOUR | MS | CUT PANELS |  | 0 | 0 |  | 0
| LABOUR | MS | JOINT |  |  | 0 |  | 0
| LABOUR | MS | [5 empty] | 0
| LABOUR | JS | [5 empty] | 0
| LABOUR | JS | [5 empty] | 0
| LABOUR | JS | [5 empty] | 0
| LABOUR | PS | [5 empty] | 0
| LABOUR | PS | [5 empty] | 0
| LABOUR TOTALS | MS |  |  |  | 0 | 37.42 | 0 |  | 0
| LABOUR TOTALS | JS |  |  |  | 0 | 37.42 | 0 |  |  | 0
| LABOUR TOTALS | PS |  |  |  | 0 | 37.42 | 0 |  |  |  | 0
| LABOUR | PACK |  |  |  |  | 37.42 | 0 |  |  | 0
| DELIVERY | [5 empty] | 37.42 | 0
| FIXINGS |  |  |  |  | 1 | 0 | 0
| TOTAL EACH |  |  |  |  | 0 |  | 0 | 0 | 0 | 0 | 0
ITEM | 0 |  | 0 |  | 0 |  | Nr units | 0
3600/50 | PART | MATERIAL | SECTION | SECTION | AREA | No / LM | RATE | COST |  | ms hours | js hours | ps hours
TIMBER |  |  |  |  | 0 |  |  | 0
TIMBER |  |  |  |  | 0 |  |  | 0
TIMBER |  |  |  |  | 0 |  |  | 0
SHEETS |  |  |  |  | 0 |  |  | 0
SHEETS |  |  |  |  | 0 |  |  | 0
SHEETS |  |  |  |  | 0 |  |  | 0
NO MARK UP ITEMS | [7 empty] | 0
NO MARK UP ITEMS | [7 empty] | 0
NO MARK UP ITEMS | [7 empty] | 0
ITEMS FOR 10% | [7 empty] | 0
ITEMS FOR 10% | [7 empty] | 0
ITEMS FOR 10% | [7 empty] | 0
% FOR JMS | [5 empty] | 0.1 | 0 | 0
| FINISH | [6 empty] | 0
| LABOUR | MS | PAR |  | 0 | 0 |  | 0
| LABOUR | MS | CUT PANELS |  | 0 | 0 |  | 0
| LABOUR | MS | JOINT |  |  | 0 |  | 0
| LABOUR | MS | [5 empty] | 0
| LABOUR | JS | [5 empty] | 0
| LABOUR | JS | [5 empty] | 0
| LABOUR | JS | [5 empty] | 0
| LABOUR | PS | [5 empty] | 0
| LABOUR | PS | [5 empty] | 0
| LABOUR TOTALS | MS |  |  |  | 0 | 37.42 | 0 |  | 0
| LABOUR TOTALS | JS |  |  |  | 0 | 37.42 | 0 |  |  | 0
| LABOUR TOTALS | PS |  |  |  | 0 | 37.42 | 0 |  |  |  | 0
| LABOUR | PACK |  |  |  |  | 37.42 | 0 |  |  | 0
| DELIVERY | [5 empty] | 37.42 | 0
| FIXINGS |  |  |  |  | 1 | 0 | 0
| TOTAL EACH |  |  |  |  | 0 |  | 0 | 0 | 0 | 0 | 0
ITEM | 0 |  | 0 |  | 0 |  | Nr units | 0
3600/51 | PART | MATERIAL | SECTION | SECTION | AREA | No / LM | RATE | COST |  | ms hours | js hours | ps hours
TIMBER |  |  |  |  | 0 |  |  | 0
TIMBER |  |  |  |  | 0 |  |  | 0
TIMBER |  |  |  |  | 0 |  |  | 0
SHEETS |  |  |  |  | 0 |  |  | 0
SHEETS |  |  |  |  | 0 |  |  | 0
SHEETS |  |  |  |  | 0 |  |  | 0
NO MARK UP ITEMS | [7 empty] | 0
NO MARK UP ITEMS | [7 empty] | 0
NO MARK UP ITEMS | [7 empty] | 0
ITEMS FOR 10% | [7 empty] | 0
ITEMS FOR 10% | [7 empty] | 0
ITEMS FOR 10% | [7 empty] | 0
% FOR JMS | [5 empty] | 0.1 | 0 | 0
| FINISH | [6 empty] | 0
| LABOUR | MS | PAR |  | 0 | 0 |  | 0
| LABOUR | MS | CUT PANELS |  | 0 | 0 |  | 0
| LABOUR | MS | JOINT |  |  | 0 |  | 0
| LABOUR | MS | [5 empty] | 0
| LABOUR | JS | [5 empty] | 0
| LABOUR | JS | [5 empty] | 0
| LABOUR | JS | [5 empty] | 0
| LABOUR | PS | [5 empty] | 0
| LABOUR | PS | [5 empty] | 0
| LABOUR TOTALS | MS |  |  |  | 0 | 37.42 | 0 |  | 0
| LABOUR TOTALS | JS |  |  |  | 0 | 37.42 | 0 |  |  | 0
| LABOUR TOTALS | PS |  |  |  | 0 | 37.42 | 0 |  |  |  | 0
| LABOUR | PACK |  |  |  |  | 37.42 | 0 |  |  | 0
| DELIVERY | [5 empty] | 37.42 | 0
| FIXINGS |  |  |  |  | 1 | 0 | 0
| TOTAL EACH |  |  |  |  | 0 |  | 0 | 0 | 0 | 0 | 0
ITEM | 0 |  | 0 |  | 0 |  | Nr units | 0
3600/52 | PART | MATERIAL | SECTION | SECTION | AREA | No / LM | RATE | COST |  | ms hours | js hours | ps hours
TIMBER |  |  |  |  | 0 |  |  | 0
TIMBER |  |  |  |  | 0 |  |  | 0
TIMBER |  |  |  |  | 0 |  |  | 0
SHEETS |  |  |  |  | 0 |  |  | 0
SHEETS |  |  |  |  | 0 |  |  | 0
SHEETS |  |  |  |  | 0 |  |  | 0
NO MARK UP ITEMS | [7 empty] | 0
NO MARK UP ITEMS | [7 empty] | 0
NO MARK UP ITEMS | [7 empty] | 0
ITEMS FOR 10% | [7 empty] | 0
ITEMS FOR 10% | [7 empty] | 0
ITEMS FOR 10% | [7 empty] | 0
% FOR JMS | [5 empty] | 0.1 | 0 | 0
| FINISH | [6 empty] | 0
| LABOUR | MS | PAR |  | 0 | 0 |  | 0
| LABOUR | MS | CUT PANELS |  | 0 | 0 |  | 0
| LABOUR | MS | JOINT |  |  | 0 |  | 0
| LABOUR | MS | [5 empty] | 0
| LABOUR | JS | [5 empty] | 0
| LABOUR | JS | [5 empty] | 0
| LABOUR | JS | [5 empty] | 0
| LABOUR | PS | [5 empty] | 0
| LABOUR | PS | [5 empty] | 0
| LABOUR TOTALS | MS |  |  |  | 0 | 37.42 | 0 |  | 0
| LABOUR TOTALS | JS |  |  |  | 0 | 37.42 | 0 |  |  | 0
| LABOUR TOTALS | PS |  |  |  | 0 | 37.42 | 0 |  |  |  | 0
| LABOUR | PACK |  |  |  |  | 37.42 | 0 |  |  | 0
| DELIVERY | [5 empty] | 37.42 | 0
| FIXINGS |  |  |  |  | 1 | 0 | 0
| TOTAL EACH |  |  |  |  | 0 |  | 0 | 0 | 0 | 0 | 0
ITEM | 0 |  | 0 |  | 0 |  | Nr units | 0
3600/53 | PART | MATERIAL | SECTION | SECTION | AREA | No / LM | RATE | COST |  | ms hours | js hours | ps hours
TIMBER |  |  |  |  | 0 |  |  | 0
TIMBER |  |  |  |  | 0 |  |  | 0
TIMBER |  |  |  |  | 0 |  |  | 0
SHEETS |  |  |  |  | 0 |  |  | 0
SHEETS |  |  |  |  | 0 |  |  | 0
SHEETS |  |  |  |  | 0 |  |  | 0
NO MARK UP ITEMS | [7 empty] | 0
NO MARK UP ITEMS | [7 empty] | 0
NO MARK UP ITEMS | [7 empty] | 0
ITEMS FOR 10% | [7 empty] | 0
ITEMS FOR 10% | [7 empty] | 0
ITEMS FOR 10% | [7 empty] | 0
% FOR JMS | [5 empty] | 0.1 | 0 | 0
| FINISH | [6 empty] | 0
| LABOUR | MS | PAR |  | 0 | 0 |  | 0
| LABOUR | MS | CUT PANELS |  | 0 | 0 |  | 0
| LABOUR | MS | JOINT |  |  | 0 |  | 0
| LABOUR | MS | [5 empty] | 0
| LABOUR | JS | [5 empty] | 0
| LABOUR | JS | [5 empty] | 0
| LABOUR | JS | [5 empty] | 0
| LABOUR | PS | [5 empty] | 0
| LABOUR | PS | [5 empty] | 0
| LABOUR TOTALS | MS |  |  |  | 0 | 37.42 | 0 |  | 0
| LABOUR TOTALS | JS |  |  |  | 0 | 37.42 | 0 |  |  | 0
| LABOUR TOTALS | PS |  |  |  | 0 | 37.42 | 0 |  |  |  | 0
| LABOUR | PACK |  |  |  |  | 37.42 | 0 |  |  | 0
| DELIVERY | [5 empty] | 37.42 | 0
| FIXINGS |  |  |  |  | 1 | 0 | 0
| TOTAL EACH |  |  |  |  | 0 |  | 0 | 0 | 0 | 0 | 0
ITEM | 0 |  | 0 |  | 0 |  | Nr units | 0
3600/54 | PART | MATERIAL | SECTION | SECTION | AREA | No / LM | RATE | COST |  | ms hours | js hours | ps hours
TIMBER |  |  |  |  | 0 |  |  | 0
TIMBER |  |  |  |  | 0 |  |  | 0
TIMBER |  |  |  |  | 0 |  |  | 0
SHEETS |  |  |  |  | 0 |  |  | 0
SHEETS |  |  |  |  | 0 |  |  | 0
SHEETS |  |  |  |  | 0 |  |  | 0
NO MARK UP ITEMS | [7 empty] | 0
NO MARK UP ITEMS | [7 empty] | 0
NO MARK UP ITEMS | [7 empty] | 0
ITEMS FOR 10% | [7 empty] | 0
ITEMS FOR 10% | [7 empty] | 0
ITEMS FOR 10% | [7 empty] | 0
% FOR JMS | [5 empty] | 0.1 | 0 | 0
| FINISH | [6 empty] | 0
| LABOUR | MS | PAR |  | 0 | 0 |  | 0
| LABOUR | MS | CUT PANELS |  | 0 | 0 |  | 0
| LABOUR | MS | JOINT |  |  | 0 |  | 0
| LABOUR | MS | [5 empty] | 0
| LABOUR | JS | [5 empty] | 0
| LABOUR | JS | [5 empty] | 0
| LABOUR | JS | [5 empty] | 0
| LABOUR | PS | [5 empty] | 0
| LABOUR | PS | [5 empty] | 0
| LABOUR TOTALS | MS |  |  |  | 0 | 37.42 | 0 |  | 0
| LABOUR TOTALS | JS |  |  |  | 0 | 37.42 | 0 |  |  | 0
| LABOUR TOTALS | PS |  |  |  | 0 | 37.42 | 0 |  |  |  | 0
| LABOUR | PACK |  |  |  |  | 37.42 | 0 |  |  | 0
| DELIVERY | [5 empty] | 37.42 | 0
| FIXINGS |  |  |  |  | 1 | 0 | 0
| TOTAL EACH |  |  |  |  | 0 |  | 0 | 0 | 0 | 0 | 0
ITEM | 0 |  | 0 |  | 0 |  | Nr units | 0
3600/55 | PART | MATERIAL | SECTION | SECTION | AREA | No / LM | RATE | COST |  | ms hours | js hours | ps hours
TIMBER |  |  |  |  | 0 |  |  | 0
TIMBER |  |  |  |  | 0 |  |  | 0
TIMBER |  |  |  |  | 0 |  |  | 0
SHEETS |  |  |  |  | 0 |  |  | 0
SHEETS |  |  |  |  | 0 |  |  | 0
SHEETS |  |  |  |  | 0 |  |  | 0
NO MARK UP ITEMS | [7 empty] | 0
NO MARK UP ITEMS | [7 empty] | 0
NO MARK UP ITEMS | [7 empty] | 0
ITEMS FOR 10% | [7 empty] | 0
ITEMS FOR 10% | [7 empty] | 0
ITEMS FOR 10% | [7 empty] | 0
% FOR JMS | [5 empty] | 0.1 | 0 | 0
| FINISH | [6 empty] | 0
| LABOUR | MS | PAR |  | 0 | 0 |  | 0
| LABOUR | MS | CUT PANELS |  | 0 | 0 |  | 0
| LABOUR | MS | JOINT |  |  | 0 |  | 0
| LABOUR | MS | [5 empty] | 0
| LABOUR | JS | [5 empty] | 0
| LABOUR | JS | [5 empty] | 0
| LABOUR | JS | [5 empty] | 0
| LABOUR | PS | [5 empty] | 0
| LABOUR | PS | [5 empty] | 0
| LABOUR TOTALS | MS |  |  |  | 0 | 37.42 | 0 |  | 0
| LABOUR TOTALS | JS |  |  |  | 0 | 37.42 | 0 |  |  | 0
| LABOUR TOTALS | PS |  |  |  | 0 | 37.42 | 0 |  |  |  | 0
| LABOUR | PACK |  |  |  |  | 37.42 | 0 |  |  | 0
| DELIVERY | [5 empty] | 37.42 | 0
| FIXINGS |  |  |  |  | 1 | 0 | 0
| TOTAL EACH |  |  |  |  | 0 |  | 0 | 0 | 0 | 0 | 0
ITEM | 0 |  | 0 |  | 0 |  | Nr units | 0
3600/56 | PART | MATERIAL | SECTION | SECTION | AREA | No / LM | RATE | COST |  | ms hours | js hours | ps hours
TIMBER |  |  |  |  | 0 |  |  | 0
TIMBER |  |  |  |  | 0 |  |  | 0
TIMBER |  |  |  |  | 0 |  |  | 0
SHEETS |  |  |  |  | 0 |  |  | 0
SHEETS |  |  |  |  | 0 |  |  | 0
SHEETS |  |  |  |  | 0 |  |  | 0
NO MARK UP ITEMS | [7 empty] | 0
NO MARK UP ITEMS | [7 empty] | 0
NO MARK UP ITEMS | [7 empty] | 0
ITEMS FOR 10% | [7 empty] | 0
ITEMS FOR 10% | [7 empty] | 0
ITEMS FOR 10% | [7 empty] | 0
% FOR JMS | [5 empty] | 0.1 | 0 | 0
| FINISH | [6 empty] | 0
| LABOUR | MS | PAR |  | 0 | 0 |  | 0
| LABOUR | MS | CUT PANELS |  | 0 | 0 |  | 0
| LABOUR | MS | JOINT |  |  | 0 |  | 0
| LABOUR | MS | [5 empty] | 0
| LABOUR | JS | [5 empty] | 0
| LABOUR | JS | [5 empty] | 0
| LABOUR | JS | [5 empty] | 0
| LABOUR | PS | [5 empty] | 0
| LABOUR | PS | [5 empty] | 0
| LABOUR TOTALS | MS |  |  |  | 0 | 37.42 | 0 |  | 0
| LABOUR TOTALS | JS |  |  |  | 0 | 37.42 | 0 |  |  | 0
| LABOUR TOTALS | PS |  |  |  | 0 | 37.42 | 0 |  |  |  | 0
| LABOUR | PACK |  |  |  |  | 37.42 | 0 |  |  | 0
| DELIVERY | [5 empty] | 37.42 | 0
| FIXINGS |  |  |  |  | 1 | 0 | 0
| TOTAL EACH |  |  |  |  | 0 |  | 0 | 0 | 0 | 0 | 0
ITEM | 0 |  | 0 |  | 0 |  | Nr units | 0
3600/57 | PART | MATERIAL | SECTION | SECTION | AREA | No / LM | RATE | COST |  | ms hours | js hours | ps hours
TIMBER |  |  |  |  | 0 |  |  | 0
TIMBER |  |  |  |  | 0 |  |  | 0
TIMBER |  |  |  |  | 0 |  |  | 0
SHEETS |  |  |  |  | 0 |  |  | 0
SHEETS |  |  |  |  | 0 |  |  | 0
SHEETS |  |  |  |  | 0 |  |  | 0
NO MARK UP ITEMS | [7 empty] | 0
NO MARK UP ITEMS | [7 empty] | 0
NO MARK UP ITEMS | [7 empty] | 0
ITEMS FOR 10% | [7 empty] | 0
ITEMS FOR 10% | [7 empty] | 0
ITEMS FOR 10% | [7 empty] | 0
% FOR JMS | [5 empty] | 0.1 | 0 | 0
| FINISH | [6 empty] | 0
| LABOUR | MS | PAR |  | 0 | 0 |  | 0
| LABOUR | MS | CUT PANELS |  | 0 | 0 |  | 0
| LABOUR | MS | JOINT |  |  | 0 |  | 0
| LABOUR | MS | [5 empty] | 0
| LABOUR | JS | [5 empty] | 0
| LABOUR | JS | [5 empty] | 0
| LABOUR | JS | [5 empty] | 0
| LABOUR | PS | [5 empty] | 0
| LABOUR | PS | [5 empty] | 0
| LABOUR TOTALS | MS |  |  |  | 0 | 37.42 | 0 |  | 0
| LABOUR TOTALS | JS |  |  |  | 0 | 37.42 | 0 |  |  | 0
| LABOUR TOTALS | PS |  |  |  | 0 | 37.42 | 0 |  |  |  | 0
| LABOUR | PACK |  |  |  |  | 37.42 | 0 |  |  | 0
| DELIVERY | [5 empty] | 37.42 | 0
| FIXINGS |  |  |  |  | 1 | 0 | 0
| TOTAL EACH |  |  |  |  | 0 |  | 0 | 0 | 0 | 0 | 0
ITEM | 0 |  | 0 |  | 0 |  | Nr units | 0
3600/58 | PART | MATERIAL | SECTION | SECTION | AREA | No / LM | RATE | COST |  | ms hours | js hours | ps hours
TIMBER |  |  |  |  | 0 |  |  | 0
TIMBER |  |  |  |  | 0 |  |  | 0
TIMBER |  |  |  |  | 0 |  |  | 0
SHEETS |  |  |  |  | 0 |  |  | 0
SHEETS |  |  |  |  | 0 |  |  | 0
SHEETS |  |  |  |  | 0 |  |  | 0
NO MARK UP ITEMS | [7 empty] | 0
NO MARK UP ITEMS | [7 empty] | 0
NO MARK UP ITEMS | [7 empty] | 0
ITEMS FOR 10% | [7 empty] | 0
ITEMS FOR 10% | [7 empty] | 0
ITEMS FOR 10% | [7 empty] | 0
% FOR JMS | [5 empty] | 0.1 | 0 | 0
| FINISH | [6 empty] | 0
| LABOUR | MS | PAR |  | 0 | 0 |  | 0
| LABOUR | MS | CUT PANELS |  | 0 | 0 |  | 0
| LABOUR | MS | JOINT |  |  | 0 |  | 0
| LABOUR | MS | [5 empty] | 0
| LABOUR | JS | [5 empty] | 0
| LABOUR | JS | [5 empty] | 0
| LABOUR | JS | [5 empty] | 0
| LABOUR | PS | [5 empty] | 0
| LABOUR | PS | [5 empty] | 0
| LABOUR TOTALS | MS |  |  |  | 0 | 37.42 | 0 |  | 0
| LABOUR TOTALS | JS |  |  |  | 0 | 37.42 | 0 |  |  | 0
| LABOUR TOTALS | PS |  |  |  | 0 | 37.42 | 0 |  |  |  | 0
| LABOUR | PACK |  |  |  |  | 37.42 | 0 |  |  | 0
| DELIVERY | [5 empty] | 37.42 | 0
| FIXINGS |  |  |  |  | 1 | 0 | 0
| TOTAL EACH |  |  |  |  | 0 |  | 0 | 0 | 0 | 0 | 0
ITEM | 0 |  | 0 |  | 0 |  | Nr units | 0
3600/59 | PART | MATERIAL | SECTION | SECTION | AREA | No / LM | RATE | COST |  | ms hours | js hours | ps hours
TIMBER |  |  |  |  | 0 |  |  | 0
TIMBER |  |  |  |  | 0 |  |  | 0
TIMBER |  |  |  |  | 0 |  |  | 0
SHEETS |  |  |  |  | 0 |  |  | 0
SHEETS |  |  |  |  | 0 |  |  | 0
SHEETS |  |  |  |  | 0 |  |  | 0
NO MARK UP ITEMS | [7 empty] | 0
NO MARK UP ITEMS | [7 empty] | 0
NO MARK UP ITEMS | [7 empty] | 0
ITEMS FOR 10% | [7 empty] | 0
ITEMS FOR 10% | [7 empty] | 0
ITEMS FOR 10% | [7 empty] | 0
% FOR JMS | [5 empty] | 0.1 | 0 | 0
| FINISH | [6 empty] | 0
| LABOUR | MS | PAR |  | 0 | 0 |  | 0
| LABOUR | MS | CUT PANELS |  | 0 | 0 |  | 0
| LABOUR | MS | JOINT |  |  | 0 |  | 0
| LABOUR | MS | [5 empty] | 0
| LABOUR | JS | [5 empty] | 0
| LABOUR | JS | [5 empty] | 0
| LABOUR | JS | [5 empty] | 0
| LABOUR | PS | [5 empty] | 0
| LABOUR | PS | [5 empty] | 0
| LABOUR TOTALS | MS |  |  |  | 0 | 37.42 | 0 |  | 0
| LABOUR TOTALS | JS |  |  |  | 0 | 37.42 | 0 |  |  | 0
| LABOUR TOTALS | PS |  |  |  | 0 | 37.42 | 0 |  |  |  | 0
| LABOUR | PACK |  |  |  |  | 37.42 | 0 |  |  | 0
| DELIVERY | [5 empty] | 37.42 | 0
| FIXINGS |  |  |  |  | 1 | 0 | 0
| TOTAL EACH |  |  |  |  | 0 |  | 0 | 0 | 0 | 0 | 0
ITEM | 0 |  | 0 |  | 0 |  | Nr units | 0
3600/60 | PART | MATERIAL | SECTION | SECTION | AREA | No / LM | RATE | COST |  | ms hours | js hours | ps hours
TIMBER |  |  |  |  | 0 |  |  | 0
TIMBER |  |  |  |  | 0 |  |  | 0
TIMBER |  |  |  |  | 0 |  |  | 0
SHEETS |  |  |  |  | 0 |  |  | 0
SHEETS |  |  |  |  | 0 |  |  | 0
SHEETS |  |  |  |  | 0 |  |  | 0
NO MARK UP ITEMS | [7 empty] | 0
NO MARK UP ITEMS | [7 empty] | 0
NO MARK UP ITEMS | [7 empty] | 0
ITEMS FOR 10% | [7 empty] | 0
ITEMS FOR 10% | [7 empty] | 0
ITEMS FOR 10% | [7 empty] | 0
% FOR JMS | [5 empty] | 0.1 | 0 | 0
| FINISH | [6 empty] | 0
| LABOUR | MS | PAR |  | 0 | 0 |  | 0
| LABOUR | MS | CUT PANELS |  | 0 | 0 |  | 0
| LABOUR | MS | JOINT |  |  | 0 |  | 0
| LABOUR | MS | [5 empty] | 0
| LABOUR | JS | [5 empty] | 0
| LABOUR | JS | [5 empty] | 0
| LABOUR | JS | [5 empty] | 0
| LABOUR | PS | [5 empty] | 0
| LABOUR | PS | [5 empty] | 0
| LABOUR TOTALS | MS |  |  |  | 0 | 37.42 | 0 |  | 0
| LABOUR TOTALS | JS |  |  |  | 0 | 37.42 | 0 |  |  | 0
| LABOUR TOTALS | PS |  |  |  | 0 | 37.42 | 0 |  |  |  | 0
| LABOUR | PACK |  |  |  |  | 37.42 | 0 |  |  | 0
| DELIVERY | [5 empty] | 37.42 | 0
| FIXINGS |  |  |  |  | 1 | 0 | 0
| TOTAL EACH |  |  |  |  | 0 |  | 0 | 0 | 0 | 0 | 0
ITEM | 0 |  | 0 |  | 0 |  | Nr units | 0
3600/61 | PART | MATERIAL | SECTION | SECTION | AREA | No / LM | RATE | COST |  | ms hours | js hours | ps hours
TIMBER |  |  |  |  | 0 |  |  | 0
TIMBER |  |  |  |  | 0 |  |  | 0
TIMBER |  |  |  |  | 0 |  |  | 0
SHEETS |  |  |  |  | 0 |  |  | 0
SHEETS |  |  |  |  | 0 |  |  | 0
SHEETS |  |  |  |  | 0 |  |  | 0
NO MARK UP ITEMS | [7 empty] | 0
NO MARK UP ITEMS | [7 empty] | 0
NO MARK UP ITEMS | [7 empty] | 0
ITEMS FOR 10% | [7 empty] | 0
ITEMS FOR 10% | [7 empty] | 0
ITEMS FOR 10% | [7 empty] | 0
% FOR JMS | [5 empty] | 0.1 | 0 | 0
| FINISH | [6 empty] | 0
| LABOUR | MS | PAR |  | 0 | 0 |  | 0
| LABOUR | MS | CUT PANELS |  | 0 | 0 |  | 0
| LABOUR | MS | JOINT |  |  | 0 |  | 0
| LABOUR | MS | [5 empty] | 0
| LABOUR | JS | [5 empty] | 0
| LABOUR | JS | [5 empty] | 0
| LABOUR | JS | [5 empty] | 0
| LABOUR | PS | [5 empty] | 0
| LABOUR | PS | [5 empty] | 0
| LABOUR TOTALS | MS |  |  |  | 0 | 37.42 | 0 |  | 0
| LABOUR TOTALS | JS |  |  |  | 0 | 37.42 | 0 |  |  | 0
| LABOUR TOTALS | PS |  |  |  | 0 | 37.42 | 0 |  |  |  | 0
| LABOUR | PACK |  |  |  |  | 37.42 | 0 |  |  | 0
| DELIVERY | [5 empty] | 37.42 | 0
| FIXINGS |  |  |  |  | 1 | 0 | 0
| TOTAL EACH |  |  |  |  | 0 |  | 0 | 0 | 0 | 0 | 0
ITEM | 0 |  | 0 |  | 0 |  | Nr units | 0
3600/62 | PART | MATERIAL | SECTION | SECTION | AREA | No / LM | RATE | COST |  | ms hours | js hours | ps hours
TIMBER |  |  |  |  | 0 |  |  | 0
TIMBER |  |  |  |  | 0 |  |  | 0
TIMBER |  |  |  |  | 0 |  |  | 0
SHEETS |  |  |  |  | 0 |  |  | 0
SHEETS |  |  |  |  | 0 |  |  | 0
SHEETS |  |  |  |  | 0 |  |  | 0
NO MARK UP ITEMS | [7 empty] | 0
NO MARK UP ITEMS | [7 empty] | 0
NO MARK UP ITEMS | [7 empty] | 0
ITEMS FOR 10% | [7 empty] | 0
ITEMS FOR 10% | [7 empty] | 0
ITEMS FOR 10% | [7 empty] | 0
% FOR JMS | [5 empty] | 0.1 | 0 | 0
| FINISH | [6 empty] | 0
| LABOUR | MS | PAR |  | 0 | 0 |  | 0
| LABOUR | MS | CUT PANELS |  | 0 | 0 |  | 0
| LABOUR | MS | JOINT |  |  | 0 |  | 0
| LABOUR | MS | [5 empty] | 0
| LABOUR | JS | [5 empty] | 0
| LABOUR | JS | [5 empty] | 0
| LABOUR | JS | [5 empty] | 0
| LABOUR | PS | [5 empty] | 0
| LABOUR | PS | [5 empty] | 0
| LABOUR TOTALS | MS |  |  |  | 0 | 37.42 | 0 |  | 0
| LABOUR TOTALS | JS |  |  |  | 0 | 37.42 | 0 |  |  | 0
| LABOUR TOTALS | PS |  |  |  | 0 | 37.42 | 0 |  |  |  | 0
| LABOUR | PACK |  |  |  |  | 37.42 | 0 |  |  | 0
| DELIVERY | [5 empty] | 37.42 | 0
| FIXINGS |  |  |  |  | 1 | 0 | 0
| TOTAL EACH |  |  |  |  | 0 |  | 0 | 0 | 0 | 0 | 0
ITEM | 0 |  | 0 |  | 0 |  | Nr units | 0
3600/63 | PART | MATERIAL | SECTION | SECTION | AREA | No / LM | RATE | COST |  | ms hours | js hours | ps hours
TIMBER |  |  |  |  | 0 |  |  | 0
TIMBER |  |  |  |  | 0 |  |  | 0
TIMBER |  |  |  |  | 0 |  |  | 0
SHEETS |  |  |  |  | 0 |  |  | 0
SHEETS |  |  |  |  | 0 |  |  | 0
SHEETS |  |  |  |  | 0 |  |  | 0
NO MARK UP ITEMS | [7 empty] | 0
NO MARK UP ITEMS | [7 empty] | 0
NO MARK UP ITEMS | [7 empty] | 0
ITEMS FOR 10% | [7 empty] | 0
ITEMS FOR 10% | [7 empty] | 0
ITEMS FOR 10% | [7 empty] | 0
% FOR JMS | [5 empty] | 0.1 | 0 | 0
| FINISH | [6 empty] | 0
| LABOUR | MS | PAR |  | 0 | 0 |  | 0
| LABOUR | MS | CUT PANELS |  | 0 | 0 |  | 0
| LABOUR | MS | JOINT |  |  | 0 |  | 0
| LABOUR | MS | [5 empty] | 0
| LABOUR | JS | [5 empty] | 0
| LABOUR | JS | [5 empty] | 0
| LABOUR | JS | [5 empty] | 0
| LABOUR | PS | [5 empty] | 0
| LABOUR | PS | [5 empty] | 0
| LABOUR TOTALS | MS |  |  |  | 0 | 37.42 | 0 |  | 0
| LABOUR TOTALS | JS |  |  |  | 0 | 37.42 | 0 |  |  | 0
| LABOUR TOTALS | PS |  |  |  | 0 | 37.42 | 0 |  |  |  | 0
| LABOUR | PACK |  |  |  |  | 37.42 | 0 |  |  | 0
| DELIVERY | [5 empty] | 37.42 | 0
| FIXINGS |  |  |  |  | 1 | 0 | 0
| TOTAL EACH |  |  |  |  | 0 |  | 0 | 0 | 0 | 0 | 0
ITEM | 0 |  | 0 |  | 0 |  | Nr units | 0
3600/64 | PART | MATERIAL | SECTION | SECTION | AREA | No / LM | RATE | COST |  | ms hours | js hours | ps hours
TIMBER |  |  |  |  | 0 |  |  | 0
TIMBER |  |  |  |  | 0 |  |  | 0
TIMBER |  |  |  |  | 0 |  |  | 0
SHEETS |  |  |  |  | 0 |  |  | 0
SHEETS |  |  |  |  | 0 |  |  | 0
SHEETS |  |  |  |  | 0 |  |  | 0
NO MARK UP ITEMS | [7 empty] | 0
NO MARK UP ITEMS | [7 empty] | 0
NO MARK UP ITEMS | [7 empty] | 0
ITEMS FOR 10% | [7 empty] | 0
ITEMS FOR 10% | [7 empty] | 0
ITEMS FOR 10% | [7 empty] | 0
% FOR JMS | [5 empty] | 0.1 | 0 | 0
| FINISH | [6 empty] | 0
| LABOUR | MS | PAR |  | 0 | 0 |  | 0
| LABOUR | MS | CUT PANELS |  | 0 | 0 |  | 0
| LABOUR | MS | JOINT |  |  | 0 |  | 0
| LABOUR | MS | [5 empty] | 0
| LABOUR | JS | [5 empty] | 0
| LABOUR | JS | [5 empty] | 0
| LABOUR | JS | [5 empty] | 0
| LABOUR | PS | [5 empty] | 0
| LABOUR | PS | [5 empty] | 0
| LABOUR TOTALS | MS |  |  |  | 0 | 37.42 | 0 |  | 0
| LABOUR TOTALS | JS |  |  |  | 0 | 37.42 | 0 |  |  | 0
| LABOUR TOTALS | PS |  |  |  | 0 | 37.42 | 0 |  |  |  | 0
| LABOUR | PACK |  |  |  |  | 37.42 | 0 |  |  | 0
| DELIVERY | [5 empty] | 37.42 | 0
| FIXINGS |  |  |  |  | 1 | 0 | 0
| TOTAL EACH |  |  |  |  | 0 |  | 0 | 0 | 0 | 0 | 0
ITEM | 0 |  | 0 |  | 0 |  | Nr units | 0
3600/65 | PART | MATERIAL | SECTION | SECTION | AREA | No / LM | RATE | COST |  | ms hours | js hours | ps hours
TIMBER |  |  |  |  | 0 |  |  | 0
TIMBER |  |  |  |  | 0 |  |  | 0
TIMBER |  |  |  |  | 0 |  |  | 0
SHEETS |  |  |  |  | 0 |  |  | 0
SHEETS |  |  |  |  | 0 |  |  | 0
SHEETS |  |  |  |  | 0 |  |  | 0
NO MARK UP ITEMS | [7 empty] | 0
NO MARK UP ITEMS | [7 empty] | 0
NO MARK UP ITEMS | [7 empty] | 0
ITEMS FOR 10% | [7 empty] | 0
ITEMS FOR 10% | [7 empty] | 0
ITEMS FOR 10% | [7 empty] | 0
% FOR JMS | [5 empty] | 0.1 | 0 | 0
| FINISH | [6 empty] | 0
| LABOUR | MS | PAR |  | 0 | 0 |  | 0
| LABOUR | MS | CUT PANELS |  | 0 | 0 |  | 0
| LABOUR | MS | JOINT |  |  | 0 |  | 0
| LABOUR | MS | [5 empty] | 0
| LABOUR | JS | [5 empty] | 0
| LABOUR | JS | [5 empty] | 0
| LABOUR | JS | [5 empty] | 0
| LABOUR | PS | [5 empty] | 0
| LABOUR | PS | [5 empty] | 0
| LABOUR TOTALS | MS |  |  |  | 0 | 37.42 | 0 |  | 0
| LABOUR TOTALS | JS |  |  |  | 0 | 37.42 | 0 |  |  | 0
| LABOUR TOTALS | PS |  |  |  | 0 | 37.42 | 0 |  |  |  | 0
| LABOUR | PACK |  |  |  |  | 37.42 | 0 |  |  | 0
| DELIVERY | [5 empty] | 37.42 | 0
| FIXINGS |  |  |  |  | 1 | 0 | 0
| TOTAL EACH |  |  |  |  | 0 |  | 0 | 0 | 0 | 0 | 0
ITEM | 0 |  | 0 |  | 0 |  | Nr units | 0
3600/66 | PART | MATERIAL | SECTION | SECTION | AREA | No / LM | RATE | COST |  | ms hours | js hours | ps hours
TIMBER |  |  |  |  | 0 |  |  | 0
TIMBER |  |  |  |  | 0 |  |  | 0
TIMBER |  |  |  |  | 0 |  |  | 0
SHEETS |  |  |  |  | 0 |  |  | 0
SHEETS |  |  |  |  | 0 |  |  | 0
SHEETS |  |  |  |  | 0 |  |  | 0
NO MARK UP ITEMS | [7 empty] | 0
NO MARK UP ITEMS | [7 empty] | 0
NO MARK UP ITEMS | [7 empty] | 0
ITEMS FOR 10% | [7 empty] | 0
ITEMS FOR 10% | [7 empty] | 0
ITEMS FOR 10% | [7 empty] | 0
% FOR JMS | [5 empty] | 0.1 | 0 | 0
| FINISH | [6 empty] | 0
| LABOUR | MS | PAR |  | 0 | 0 |  | 0
| LABOUR | MS | CUT PANELS |  | 0 | 0 |  | 0
| LABOUR | MS | JOINT |  |  | 0 |  | 0
| LABOUR | MS | [5 empty] | 0
| LABOUR | JS | [5 empty] | 0
| LABOUR | JS | [5 empty] | 0
| LABOUR | JS | [5 empty] | 0
| LABOUR | PS | [5 empty] | 0
| LABOUR | PS | [5 empty] | 0
| LABOUR TOTALS | MS |  |  |  | 0 | 37.42 | 0 |  | 0
| LABOUR TOTALS | JS |  |  |  | 0 | 37.42 | 0 |  |  | 0
| LABOUR TOTALS | PS |  |  |  | 0 | 37.42 | 0 |  |  |  | 0
| LABOUR | PACK |  |  |  |  | 37.42 | 0 |  |  | 0
| DELIVERY | [5 empty] | 37.42 | 0
| FIXINGS |  |  |  |  | 1 | 0 | 0
| TOTAL EACH |  |  |  |  | 0 |  | 0 | 0 | 0 | 0 | 0
ITEM | 0 |  | 0 |  | 0 |  | Nr units | 0
3600/67 | PART | MATERIAL | SECTION | SECTION | AREA | No / LM | RATE | COST |  | ms hours | js hours | ps hours
TIMBER |  |  |  |  | 0 |  |  | 0
TIMBER |  |  |  |  | 0 |  |  | 0
TIMBER |  |  |  |  | 0 |  |  | 0
SHEETS |  |  |  |  | 0 |  |  | 0
SHEETS |  |  |  |  | 0 |  |  | 0
SHEETS |  |  |  |  | 0 |  |  | 0
NO MARK UP ITEMS | [7 empty] | 0
NO MARK UP ITEMS | [7 empty] | 0
NO MARK UP ITEMS | [7 empty] | 0
ITEMS FOR 10% | [7 empty] | 0
ITEMS FOR 10% | [7 empty] | 0
ITEMS FOR 10% | [7 empty] | 0
% FOR JMS | [5 empty] | 0.1 | 0 | 0
| FINISH | [6 empty] | 0
| LABOUR | MS | PAR |  | 0 | 0 |  | 0
| LABOUR | MS | CUT PANELS |  | 0 | 0 |  | 0
| LABOUR | MS | JOINT |  |  | 0 |  | 0
| LABOUR | MS | [5 empty] | 0
| LABOUR | JS | [5 empty] | 0
| LABOUR | JS | [5 empty] | 0
| LABOUR | JS | [5 empty] | 0
| LABOUR | PS | [5 empty] | 0
| LABOUR | PS | [5 empty] | 0
| LABOUR TOTALS | MS |  |  |  | 0 | 37.42 | 0 |  | 0
| LABOUR TOTALS | JS |  |  |  | 0 | 37.42 | 0 |  |  | 0
| LABOUR TOTALS | PS |  |  |  | 0 | 37.42 | 0 |  |  |  | 0
| LABOUR | PACK |  |  |  |  | 37.42 | 0 |  |  | 0
| DELIVERY | [5 empty] | 37.42 | 0
| FIXINGS |  |  |  |  | 1 | 0 | 0
| TOTAL EACH |  |  |  |  | 0 |  | 0 | 0 | 0 | 0 | 0
ITEM | 0 |  | 0 |  | 0 |  | Nr units | 0
3600/68 | PART | MATERIAL | SECTION | SECTION | AREA | No / LM | RATE | COST |  | ms hours | js hours | ps hours
TIMBER |  |  |  |  | 0 |  |  | 0
TIMBER |  |  |  |  | 0 |  |  | 0
TIMBER |  |  |  |  | 0 |  |  | 0
SHEETS |  |  |  |  | 0 |  |  | 0
SHEETS |  |  |  |  | 0 |  |  | 0
SHEETS |  |  |  |  | 0 |  |  | 0
NO MARK UP ITEMS | [7 empty] | 0
NO MARK UP ITEMS | [7 empty] | 0
NO MARK UP ITEMS | [7 empty] | 0
ITEMS FOR 10% | [7 empty] | 0
ITEMS FOR 10% | [7 empty] | 0
ITEMS FOR 10% | [7 empty] | 0
% FOR JMS | [5 empty] | 0.1 | 0 | 0
| FINISH | [6 empty] | 0
| LABOUR | MS | PAR |  | 0 | 0 |  | 0
| LABOUR | MS | CUT PANELS |  | 0 | 0 |  | 0
| LABOUR | MS | JOINT |  |  | 0 |  | 0
| LABOUR | MS | [5 empty] | 0
| LABOUR | JS | [5 empty] | 0
| LABOUR | JS | [5 empty] | 0
| LABOUR | JS | [5 empty] | 0
| LABOUR | PS | [5 empty] | 0
| LABOUR | PS | [5 empty] | 0
| LABOUR TOTALS | MS |  |  |  | 0 | 37.42 | 0 |  | 0
| LABOUR TOTALS | JS |  |  |  | 0 | 37.42 | 0 |  |  | 0
| LABOUR TOTALS | PS |  |  |  | 0 | 37.42 | 0 |  |  |  | 0
| LABOUR | PACK |  |  |  |  | 37.42 | 0 |  |  | 0
| DELIVERY | [5 empty] | 37.42 | 0
| FIXINGS |  |  |  |  | 1 | 0 | 0
| TOTAL EACH |  |  |  |  | 0 |  | 0 | 0 | 0 | 0 | 0
ITEM | 0 |  | 0 |  | 0 |  | Nr units | 0
3600/69 | PART | MATERIAL | SECTION | SECTION | AREA | No / LM | RATE | COST |  | ms hours | js hours | ps hours
TIMBER |  |  |  |  | 0 |  |  | 0
TIMBER |  |  |  |  | 0 |  |  | 0
TIMBER |  |  |  |  | 0 |  |  | 0
SHEETS |  |  |  |  | 0 |  |  | 0
SHEETS |  |  |  |  | 0 |  |  | 0
SHEETS |  |  |  |  | 0 |  |  | 0
NO MARK UP ITEMS | [7 empty] | 0
NO MARK UP ITEMS | [7 empty] | 0
NO MARK UP ITEMS | [7 empty] | 0
ITEMS FOR 10% | [7 empty] | 0
ITEMS FOR 10% | [7 empty] | 0
ITEMS FOR 10% | [7 empty] | 0
% FOR JMS | [5 empty] | 0.1 | 0 | 0
| FINISH | [6 empty] | 0
| LABOUR | MS | PAR |  | 0 | 0 |  | 0
| LABOUR | MS | CUT PANELS |  | 0 | 0 |  | 0
| LABOUR | MS | JOINT |  |  | 0 |  | 0
| LABOUR | MS | [5 empty] | 0
| LABOUR | JS | [5 empty] | 0
| LABOUR | JS | [5 empty] | 0
| LABOUR | JS | [5 empty] | 0
| LABOUR | PS | [5 empty] | 0
| LABOUR | PS | [5 empty] | 0
| LABOUR TOTALS | MS |  |  |  | 0 | 37.42 | 0 |  | 0
| LABOUR TOTALS | JS |  |  |  | 0 | 37.42 | 0 |  |  | 0
| LABOUR TOTALS | PS |  |  |  | 0 | 37.42 | 0 |  |  |  | 0
| LABOUR | PACK |  |  |  |  | 37.42 | 0 |  |  | 0
| DELIVERY | [5 empty] | 37.42 | 0
| FIXINGS |  |  |  |  | 1 | 0 | 0
| TOTAL EACH |  |  |  |  | 0 |  | 0 | 0 | 0 | 0 | 0
ITEM | 0 |  | 0 |  | 0 |  | Nr units | 0
3600/70 | PART | MATERIAL | SECTION | SECTION | AREA | No / LM | RATE | COST |  | ms hours | js hours | ps hours
TIMBER |  |  |  |  | 0 |  |  | 0
TIMBER |  |  |  |  | 0 |  |  | 0
TIMBER |  |  |  |  | 0 |  |  | 0
SHEETS |  |  |  |  | 0 |  |  | 0
SHEETS |  |  |  |  | 0 |  |  | 0
SHEETS |  |  |  |  | 0 |  |  | 0
NO MARK UP ITEMS | [7 empty] | 0
NO MARK UP ITEMS | [7 empty] | 0
NO MARK UP ITEMS | [7 empty] | 0
ITEMS FOR 10% | [7 empty] | 0
ITEMS FOR 10% | [7 empty] | 0
ITEMS FOR 10% | [7 empty] | 0
% FOR JMS | [5 empty] | 0.1 | 0 | 0
| FINISH | [6 empty] | 0
| LABOUR | MS | PAR |  | 0 | 0 |  | 0
| LABOUR | MS | CUT PANELS |  | 0 | 0 |  | 0
| LABOUR | MS | JOINT |  |  | 0 |  | 0
| LABOUR | MS | [5 empty] | 0
| LABOUR | JS | [5 empty] | 0
| LABOUR | JS | [5 empty] | 0
| LABOUR | JS | [5 empty] | 0
| LABOUR | PS | [5 empty] | 0
| LABOUR | PS | [5 empty] | 0
| LABOUR TOTALS | MS |  |  |  | 0 | 37.42 | 0 |  | 0
| LABOUR TOTALS | JS |  |  |  | 0 | 37.42 | 0 |  |  | 0
| LABOUR TOTALS | PS |  |  |  | 0 | 37.42 | 0 |  |  |  | 0
| LABOUR | PACK |  |  |  |  | 37.42 | 0 |  |  | 0
| DELIVERY | [5 empty] | 37.42 | 0
| FIXINGS |  |  |  |  | 1 | 0 | 0
| TOTAL EACH |  |  |  |  | 0 |  | 0 | 0 | 0 | 0 | 0
ITEM | 0 |  | 0 |  | 0 |  | Nr units | 0
3600/71 | PART | MATERIAL | SECTION | SECTION | AREA | No / LM | RATE | COST |  | ms hours | js hours | ps hours
TIMBER |  |  |  |  | 0 |  |  | 0
TIMBER |  |  |  |  | 0 |  |  | 0
TIMBER |  |  |  |  | 0 |  |  | 0
SHEETS |  |  |  |  | 0 |  |  | 0
SHEETS |  |  |  |  | 0 |  |  | 0
SHEETS |  |  |  |  | 0 |  |  | 0
NO MARK UP ITEMS | [7 empty] | 0
NO MARK UP ITEMS | [7 empty] | 0
NO MARK UP ITEMS | [7 empty] | 0
ITEMS FOR 10% | [7 empty] | 0
ITEMS FOR 10% | [7 empty] | 0
ITEMS FOR 10% | [7 empty] | 0
% FOR JMS | [5 empty] | 0.1 | 0 | 0
| FINISH | [6 empty] | 0
| LABOUR | MS | PAR |  | 0 | 0 |  | 0
| LABOUR | MS | CUT PANELS |  | 0 | 0 |  | 0
| LABOUR | MS | JOINT |  |  | 0 |  | 0
| LABOUR | MS | [5 empty] | 0
| LABOUR | JS | [5 empty] | 0
| LABOUR | JS | [5 empty] | 0
| LABOUR | JS | [5 empty] | 0
| LABOUR | PS | [5 empty] | 0
| LABOUR | PS | [5 empty] | 0
| LABOUR TOTALS | MS |  |  |  | 0 | 37.42 | 0 |  | 0
| LABOUR TOTALS | JS |  |  |  | 0 | 37.42 | 0 |  |  | 0
| LABOUR TOTALS | PS |  |  |  | 0 | 37.42 | 0 |  |  |  | 0
| LABOUR | PACK |  |  |  |  | 37.42 | 0 |  |  | 0
| DELIVERY | [5 empty] | 37.42 | 0
| FIXINGS |  |  |  |  | 1 | 0 | 0
| TOTAL EACH |  |  |  |  | 0 |  | 0 | 0 | 0 | 0 | 0
ITEM | 0 |  | 0 |  | 0 |  | Nr units | 0
3600/72 | PART | MATERIAL | SECTION | SECTION | AREA | No / LM | RATE | COST |  | ms hours | js hours | ps hours
TIMBER |  |  |  |  | 0 |  |  | 0
TIMBER |  |  |  |  | 0 |  |  | 0
TIMBER |  |  |  |  | 0 |  |  | 0
SHEETS |  |  |  |  | 0 |  |  | 0
SHEETS |  |  |  |  | 0 |  |  | 0
SHEETS |  |  |  |  | 0 |  |  | 0
NO MARK UP ITEMS | [7 empty] | 0
NO MARK UP ITEMS | [7 empty] | 0
NO MARK UP ITEMS | [7 empty] | 0
ITEMS FOR 10% | [7 empty] | 0
ITEMS FOR 10% | [7 empty] | 0
ITEMS FOR 10% | [7 empty] | 0
% FOR JMS | [5 empty] | 0.1 | 0 | 0
| FINISH | [6 empty] | 0
| LABOUR | MS | PAR |  | 0 | 0 |  | 0
| LABOUR | MS | CUT PANELS |  | 0 | 0 |  | 0
| LABOUR | MS | JOINT |  |  | 0 |  | 0
| LABOUR | MS | [5 empty] | 0
| LABOUR | JS | [5 empty] | 0
| LABOUR | JS | [5 empty] | 0
| LABOUR | JS | [5 empty] | 0
| LABOUR | PS | [5 empty] | 0
| LABOUR | PS | [5 empty] | 0
| LABOUR TOTALS | MS |  |  |  | 0 | 37.42 | 0 |  | 0
| LABOUR TOTALS | JS |  |  |  | 0 | 37.42 | 0 |  |  | 0
| LABOUR TOTALS | PS |  |  |  | 0 | 37.42 | 0 |  |  |  | 0
| LABOUR | PACK |  |  |  |  | 37.42 | 0 |  |  | 0
| DELIVERY | [5 empty] | 37.42 | 0
| FIXINGS |  |  |  |  | 1 | 0 | 0
| TOTAL EACH |  |  |  |  | 0 |  | 0 | 0 | 0 | 0 | 0
ITEM | 0 |  | 0 |  | 0 |  | Nr units | 0
3600/73 | PART | MATERIAL | SECTION | SECTION | AREA | No / LM | RATE | COST |  | ms hours | js hours | ps hours
TIMBER |  |  |  |  | 0 |  |  | 0
TIMBER |  |  |  |  | 0 |  |  | 0
TIMBER |  |  |  |  | 0 |  |  | 0
SHEETS |  |  |  |  | 0 |  |  | 0
SHEETS |  |  |  |  | 0 |  |  | 0
SHEETS |  |  |  |  | 0 |  |  | 0
NO MARK UP ITEMS | [7 empty] | 0
NO MARK UP ITEMS | [7 empty] | 0
NO MARK UP ITEMS | [7 empty] | 0
ITEMS FOR 10% | [7 empty] | 0
ITEMS FOR 10% | [7 empty] | 0
ITEMS FOR 10% | [7 empty] | 0
% FOR JMS | [5 empty] | 0.1 | 0 | 0
| FINISH | [6 empty] | 0
| LABOUR | MS | PAR |  | 0 | 0 |  | 0
| LABOUR | MS | CUT PANELS |  | 0 | 0 |  | 0
| LABOUR | MS | JOINT |  |  | 0 |  | 0
| LABOUR | MS | [5 empty] | 0
| LABOUR | JS | [5 empty] | 0
| LABOUR | JS | [5 empty] | 0
| LABOUR | JS | [5 empty] | 0
| LABOUR | PS | [5 empty] | 0
| LABOUR | PS | [5 empty] | 0
| LABOUR TOTALS | MS |  |  |  | 0 | 37.42 | 0 |  | 0
| LABOUR TOTALS | JS |  |  |  | 0 | 37.42 | 0 |  |  | 0
| LABOUR TOTALS | PS |  |  |  | 0 | 37.42 | 0 |  |  |  | 0
| LABOUR | PACK |  |  |  |  | 37.42 | 0 |  |  | 0
| DELIVERY | [5 empty] | 37.42 | 0
| FIXINGS |  |  |  |  | 1 | 0 | 0
| TOTAL EACH |  |  |  |  | 0 |  | 0 | 0 | 0 | 0 | 0
ITEM | 0 |  | 0 |  | 0 |  | Nr units | 0
3600/74 | PART | MATERIAL | SECTION | SECTION | AREA | No / LM | RATE | COST |  | ms hours | js hours | ps hours
TIMBER |  |  |  |  | 0 |  |  | 0
TIMBER |  |  |  |  | 0 |  |  | 0
TIMBER |  |  |  |  | 0 |  |  | 0
SHEETS |  |  |  |  | 0 |  |  | 0
SHEETS |  |  |  |  | 0 |  |  | 0
SHEETS |  |  |  |  | 0 |  |  | 0
NO MARK UP ITEMS | [7 empty] | 0
NO MARK UP ITEMS | [7 empty] | 0
NO MARK UP ITEMS | [7 empty] | 0
ITEMS FOR 10% | [7 empty] | 0
ITEMS FOR 10% | [7 empty] | 0
ITEMS FOR 10% | [7 empty] | 0
% FOR JMS | [5 empty] | 0.1 | 0 | 0
| FINISH | [6 empty] | 0
| LABOUR | MS | PAR |  | 0 | 0 |  | 0
| LABOUR | MS | CUT PANELS |  | 0 | 0 |  | 0
| LABOUR | MS | JOINT |  |  | 0 |  | 0
| LABOUR | MS | [5 empty] | 0
| LABOUR | JS | [5 empty] | 0
| LABOUR | JS | [5 empty] | 0
| LABOUR | JS | [5 empty] | 0
| LABOUR | PS | [5 empty] | 0
| LABOUR | PS | [5 empty] | 0
| LABOUR TOTALS | MS |  |  |  | 0 | 37.42 | 0 |  | 0
| LABOUR TOTALS | JS |  |  |  | 0 | 37.42 | 0 |  |  | 0
| LABOUR TOTALS | PS |  |  |  | 0 | 37.42 | 0 |  |  |  | 0
| LABOUR | PACK |  |  |  |  | 37.42 | 0 |  |  | 0
| DELIVERY | [5 empty] | 37.42 | 0
| FIXINGS |  |  |  |  | 1 | 0 | 0
| TOTAL EACH |  |  |  |  | 0 |  | 0 | 0 | 0 | 0 | 0
ITEM | 0 |  | 0 |  | 0 |  | Nr units | 0
3600/75 | PART | MATERIAL | SECTION | SECTION | AREA | No / LM | RATE | COST |  | ms hours | js hours | ps hours
TIMBER |  |  |  |  | 0 |  |  | 0
TIMBER |  |  |  |  | 0 |  |  | 0
TIMBER |  |  |  |  | 0 |  |  | 0
SHEETS |  |  |  |  | 0 |  |  | 0
SHEETS |  |  |  |  | 0 |  |  | 0
SHEETS |  |  |  |  | 0 |  |  | 0
NO MARK UP ITEMS | [7 empty] | 0
NO MARK UP ITEMS | [7 empty] | 0
NO MARK UP ITEMS | [7 empty] | 0
ITEMS FOR 10% | [7 empty] | 0
ITEMS FOR 10% | [7 empty] | 0
ITEMS FOR 10% | [7 empty] | 0
% FOR JMS | [5 empty] | 0.1 | 0 | 0
| FINISH | [6 empty] | 0
| LABOUR | MS | PAR |  | 0 | 0 |  | 0
| LABOUR | MS | CUT PANELS |  | 0 | 0 |  | 0
| LABOUR | MS | JOINT |  |  | 0 |  | 0
| LABOUR | MS | [5 empty] | 0
| LABOUR | JS | [5 empty] | 0
| LABOUR | JS | [5 empty] | 0
| LABOUR | JS | [5 empty] | 0
| LABOUR | PS | [5 empty] | 0
| LABOUR | PS | [5 empty] | 0
| LABOUR TOTALS | MS |  |  |  | 0 | 37.42 | 0 |  | 0
| LABOUR TOTALS | JS |  |  |  | 0 | 37.42 | 0 |  |  | 0
| LABOUR TOTALS | PS |  |  |  | 0 | 37.42 | 0 |  |  |  | 0
| LABOUR | PACK |  |  |  |  | 37.42 | 0 |  |  | 0
| DELIVERY | [5 empty] | 37.42 | 0
| FIXINGS |  |  |  |  | 1 | 0 | 0
| TOTAL EACH |  |  |  |  | 0 |  | 0 | 0 | 0 | 0 | 0
ITEM | 0 |  | 0 |  | 0 |  | Nr units | 0
3600/76 | PART | MATERIAL | SECTION | SECTION | AREA | No / LM | RATE | COST |  | ms hours | js hours | ps hours
TIMBER |  |  |  |  | 0 |  |  | 0
TIMBER |  |  |  |  | 0 |  |  | 0
TIMBER |  |  |  |  | 0 |  |  | 0
SHEETS |  |  |  |  | 0 |  |  | 0
SHEETS |  |  |  |  | 0 |  |  | 0
SHEETS |  |  |  |  | 0 |  |  | 0
NO MARK UP ITEMS | [7 empty] | 0
NO MARK UP ITEMS | [7 empty] | 0
NO MARK UP ITEMS | [7 empty] | 0
ITEMS FOR 10% | [7 empty] | 0
ITEMS FOR 10% | [7 empty] | 0
ITEMS FOR 10% | [7 empty] | 0
% FOR JMS | [5 empty] | 0.1 | 0 | 0
| FINISH | [6 empty] | 0
| LABOUR | MS | PAR |  | 0 | 0 |  | 0
| LABOUR | MS | CUT PANELS |  | 0 | 0 |  | 0
| LABOUR | MS | JOINT |  |  | 0 |  | 0
| LABOUR | MS | [5 empty] | 0
| LABOUR | JS | [5 empty] | 0
| LABOUR | JS | [5 empty] | 0
| LABOUR | JS | [5 empty] | 0
| LABOUR | PS | [5 empty] | 0
| LABOUR | PS | [5 empty] | 0
| LABOUR TOTALS | MS |  |  |  | 0 | 37.42 | 0 |  | 0
| LABOUR TOTALS | JS |  |  |  | 0 | 37.42 | 0 |  |  | 0
| LABOUR TOTALS | PS |  |  |  | 0 | 37.42 | 0 |  |  |  | 0
| LABOUR | PACK |  |  |  |  | 37.42 | 0 |  |  | 0
| DELIVERY | [5 empty] | 37.42 | 0
| FIXINGS |  |  |  |  | 1 | 0 | 0
| TOTAL EACH |  |  |  |  | 0 |  | 0 | 0 | 0 | 0 | 0
ITEM | 0 |  | 0 |  | 0 |  | Nr units | 0
3600/77 | PART | MATERIAL | SECTION | SECTION | AREA | No / LM | RATE | COST |  | ms hours | js hours | ps hours
TIMBER |  |  |  |  | 0 |  |  | 0
TIMBER |  |  |  |  | 0 |  |  | 0
TIMBER |  |  |  |  | 0 |  |  | 0
SHEETS |  |  |  |  | 0 |  |  | 0
SHEETS |  |  |  |  | 0 |  |  | 0
SHEETS |  |  |  |  | 0 |  |  | 0
NO MARK UP ITEMS | [7 empty] | 0
NO MARK UP ITEMS | [7 empty] | 0
NO MARK UP ITEMS | [7 empty] | 0
ITEMS FOR 10% | [7 empty] | 0
ITEMS FOR 10% | [7 empty] | 0
ITEMS FOR 10% | [7 empty] | 0
% FOR JMS | [5 empty] | 0.1 | 0 | 0
| FINISH | [6 empty] | 0
| LABOUR | MS | PAR |  | 0 | 0 |  | 0
| LABOUR | MS | CUT PANELS |  | 0 | 0 |  | 0
| LABOUR | MS | JOINT |  |  | 0 |  | 0
| LABOUR | MS | [5 empty] | 0
| LABOUR | JS | [5 empty] | 0
| LABOUR | JS | [5 empty] | 0
| LABOUR | JS | [5 empty] | 0
| LABOUR | PS | [5 empty] | 0
| LABOUR | PS | [5 empty] | 0
| LABOUR TOTALS | MS |  |  |  | 0 | 37.42 | 0 |  | 0
| LABOUR TOTALS | JS |  |  |  | 0 | 37.42 | 0 |  |  | 0
| LABOUR TOTALS | PS |  |  |  | 0 | 37.42 | 0 |  |  |  | 0
| LABOUR | PACK |  |  |  |  | 37.42 | 0 |  |  | 0
| DELIVERY | [5 empty] | 37.42 | 0
| FIXINGS |  |  |  |  | 1 | 0 | 0
| TOTAL EACH |  |  |  |  | 0 |  | 0 | 0 | 0 | 0 | 0
ITEM | 0 |  | 0 |  | 0 |  | Nr units | 0
3600/78 | PART | MATERIAL | SECTION | SECTION | AREA | No / LM | RATE | COST |  | ms hours | js hours | ps hours
TIMBER |  |  |  |  | 0 |  |  | 0
TIMBER |  |  |  |  | 0 |  |  | 0
TIMBER |  |  |  |  | 0 |  |  | 0
SHEETS |  |  |  |  | 0 |  |  | 0
SHEETS |  |  |  |  | 0 |  |  | 0
SHEETS |  |  |  |  | 0 |  |  | 0
NO MARK UP ITEMS | [7 empty] | 0
NO MARK UP ITEMS | [7 empty] | 0
NO MARK UP ITEMS | [7 empty] | 0
ITEMS FOR 10% | [7 empty] | 0
ITEMS FOR 10% | [7 empty] | 0
ITEMS FOR 10% | [7 empty] | 0
% FOR JMS | [5 empty] | 0.1 | 0 | 0
| FINISH | [6 empty] | 0
| LABOUR | MS | PAR |  | 0 | 0 |  | 0
| LABOUR | MS | CUT PANELS |  | 0 | 0 |  | 0
| LABOUR | MS | JOINT |  |  | 0 |  | 0
| LABOUR | MS | [5 empty] | 0
| LABOUR | JS | [5 empty] | 0
| LABOUR | JS | [5 empty] | 0
| LABOUR | JS | [5 empty] | 0
| LABOUR | PS | [5 empty] | 0
| LABOUR | PS | [5 empty] | 0
| LABOUR TOTALS | MS |  |  |  | 0 | 37.42 | 0 |  | 0
| LABOUR TOTALS | JS |  |  |  | 0 | 37.42 | 0 |  |  | 0
| LABOUR TOTALS | PS |  |  |  | 0 | 37.42 | 0 |  |  |  | 0
| LABOUR | PACK |  |  |  |  | 37.42 | 0 |  |  | 0
| DELIVERY | [5 empty] | 37.42 | 0
| FIXINGS |  |  |  |  | 1 | 0 | 0
| TOTAL EACH |  |  |  |  | 0 |  | 0 | 0 | 0 | 0 | 0
ITEM | 0 |  | 0 |  | 0 |  | Nr units | 0
3600/79 | PART | MATERIAL | SECTION | SECTION | AREA | No / LM | RATE | COST |  | ms hours | js hours | ps hours
TIMBER |  |  |  |  | 0 |  |  | 0
TIMBER |  |  |  |  | 0 |  |  | 0
TIMBER |  |  |  |  | 0 |  |  | 0
SHEETS |  |  |  |  | 0 |  |  | 0
SHEETS |  |  |  |  | 0 |  |  | 0
SHEETS |  |  |  |  | 0 |  |  | 0
NO MARK UP ITEMS | [7 empty] | 0
NO MARK UP ITEMS | [7 empty] | 0
NO MARK UP ITEMS | [7 empty] | 0
ITEMS FOR 10% | [7 empty] | 0
ITEMS FOR 10% | [7 empty] | 0
ITEMS FOR 10% | [7 empty] | 0
% FOR JMS | [5 empty] | 0.1 | 0 | 0
| FINISH | [6 empty] | 0
| LABOUR | MS | PAR |  | 0 | 0 |  | 0
| LABOUR | MS | CUT PANELS |  | 0 | 0 |  | 0
| LABOUR | MS | JOINT |  |  | 0 |  | 0
| LABOUR | MS | [5 empty] | 0
| LABOUR | JS | [5 empty] | 0
| LABOUR | JS | [5 empty] | 0
| LABOUR | JS | [5 empty] | 0
| LABOUR | PS | [5 empty] | 0
| LABOUR | PS | [5 empty] | 0
| LABOUR TOTALS | MS |  |  |  | 0 | 37.42 | 0 |  | 0
| LABOUR TOTALS | JS |  |  |  | 0 | 37.42 | 0 |  |  | 0
| LABOUR TOTALS | PS |  |  |  | 0 | 37.42 | 0 |  |  |  | 0
| LABOUR | PACK |  |  |  |  | 37.42 | 0 |  |  | 0
| DELIVERY | [5 empty] | 37.42 | 0
| FIXINGS |  |  |  |  | 1 | 0 | 0
| TOTAL EACH |  |  |  |  | 0 |  | 0 | 0 | 0 | 0 | 0
ITEM | 0 |  | 0 |  | 0 |  | Nr units | 0
3600/80 | PART | MATERIAL | SECTION | SECTION | AREA | No / LM | RATE | COST |  | ms hours | js hours | ps hours
TIMBER |  |  |  |  | 0 |  |  | 0
TIMBER |  |  |  |  | 0 |  |  | 0
TIMBER |  |  |  |  | 0 |  |  | 0
SHEETS |  |  |  |  | 0 |  |  | 0
SHEETS |  |  |  |  | 0 |  |  | 0
SHEETS |  |  |  |  | 0 |  |  | 0
NO MARK UP ITEMS | [7 empty] | 0
NO MARK UP ITEMS | [7 empty] | 0
NO MARK UP ITEMS | [7 empty] | 0
ITEMS FOR 10% | [7 empty] | 0
ITEMS FOR 10% | [7 empty] | 0
ITEMS FOR 10% | [7 empty] | 0
% FOR JMS | [5 empty] | 0.1 | 0 | 0
| FINISH | [6 empty] | 0
| LABOUR | MS | PAR |  | 0 | 0 |  | 0
| LABOUR | MS | CUT PANELS |  | 0 | 0 |  | 0
| LABOUR | MS | JOINT |  |  | 0 |  | 0
| LABOUR | MS | [5 empty] | 0
| LABOUR | JS | [5 empty] | 0
| LABOUR | JS | [5 empty] | 0
| LABOUR | JS | [5 empty] | 0
| LABOUR | PS | [5 empty] | 0
| LABOUR | PS | [5 empty] | 0
| LABOUR TOTALS | MS |  |  |  | 0 | 37.42 | 0 |  | 0
| LABOUR TOTALS | JS |  |  |  | 0 | 37.42 | 0 |  |  | 0
| LABOUR TOTALS | PS |  |  |  | 0 | 37.42 | 0 |  |  |  | 0
| LABOUR | PACK |  |  |  |  | 37.42 | 0 |  |  | 0
| DELIVERY | [5 empty] | 37.42 | 0
| FIXINGS |  |  |  |  | 1 | 0 | 0
| TOTAL EACH |  |  |  |  | 0 |  | 0 | 0 | 0 | 0 | 0
ITEM | 0 |  | 0 |  | 0 |  | Nr units | 0
3600/81 | PART | MATERIAL | SECTION | SECTION | AREA | No / LM | RATE | COST |  | ms hours | js hours | ps hours
TIMBER |  |  |  |  | 0 |  |  | 0
TIMBER |  |  |  |  | 0 |  |  | 0
TIMBER |  |  |  |  | 0 |  |  | 0
SHEETS |  |  |  |  | 0 |  |  | 0
SHEETS |  |  |  |  | 0 |  |  | 0
SHEETS |  |  |  |  | 0 |  |  | 0
NO MARK UP ITEMS | [7 empty] | 0
NO MARK UP ITEMS | [7 empty] | 0
NO MARK UP ITEMS | [7 empty] | 0
ITEMS FOR 10% | [7 empty] | 0
ITEMS FOR 10% | [7 empty] | 0
ITEMS FOR 10% | [7 empty] | 0
% FOR JMS | [5 empty] | 0.1 | 0 | 0
| FINISH | [6 empty] | 0
| LABOUR | MS | PAR |  | 0 | 0 |  | 0
| LABOUR | MS | CUT PANELS |  | 0 | 0 |  | 0
| LABOUR | MS | JOINT |  |  | 0 |  | 0
| LABOUR | MS | [5 empty] | 0
| LABOUR | JS | [5 empty] | 0
| LABOUR | JS | [5 empty] | 0
| LABOUR | JS | [5 empty] | 0
| LABOUR | PS | [5 empty] | 0
| LABOUR | PS | [5 empty] | 0
| LABOUR TOTALS | MS |  |  |  | 0 | 37.42 | 0 |  | 0
| LABOUR TOTALS | JS |  |  |  | 0 | 37.42 | 0 |  |  | 0
| LABOUR TOTALS | PS |  |  |  | 0 | 37.42 | 0 |  |  |  | 0
| LABOUR | PACK |  |  |  |  | 37.42 | 0 |  |  | 0
| DELIVERY | [5 empty] | 37.42 | 0
| FIXINGS |  |  |  |  | 1 | 0 | 0
| TOTAL EACH |  |  |  |  | 0 |  | 0 | 0 | 0 | 0 | 0
ITEM | 0 |  | 0 |  | 0 |  | Nr units | 0
3600/82 | PART | MATERIAL | SECTION | SECTION | AREA | No / LM | RATE | COST |  | ms hours | js hours | ps hours
TIMBER |  |  |  |  | 0 |  |  | 0
TIMBER |  |  |  |  | 0 |  |  | 0
TIMBER |  |  |  |  | 0 |  |  | 0
SHEETS |  |  |  |  | 0 |  |  | 0
SHEETS |  |  |  |  | 0 |  |  | 0
SHEETS |  |  |  |  | 0 |  |  | 0
NO MARK UP ITEMS | [7 empty] | 0
NO MARK UP ITEMS | [7 empty] | 0
NO MARK UP ITEMS | [7 empty] | 0
ITEMS FOR 10% | [7 empty] | 0
ITEMS FOR 10% | [7 empty] | 0
ITEMS FOR 10% | [7 empty] | 0
% FOR JMS | [5 empty] | 0.1 | 0 | 0
| FINISH | [6 empty] | 0
| LABOUR | MS | PAR |  | 0 | 0 |  | 0
| LABOUR | MS | CUT PANELS |  | 0 | 0 |  | 0
| LABOUR | MS | JOINT |  |  | 0 |  | 0
| LABOUR | MS | [5 empty] | 0
| LABOUR | JS | [5 empty] | 0
| LABOUR | JS | [5 empty] | 0
| LABOUR | JS | [5 empty] | 0
| LABOUR | PS | [5 empty] | 0
| LABOUR | PS | [5 empty] | 0
| LABOUR TOTALS | MS |  |  |  | 0 | 37.42 | 0 |  | 0
| LABOUR TOTALS | JS |  |  |  | 0 | 37.42 | 0 |  |  | 0
| LABOUR TOTALS | PS |  |  |  | 0 | 37.42 | 0 |  |  |  | 0
| LABOUR | PACK |  |  |  |  | 37.42 | 0 |  |  | 0
| DELIVERY | [5 empty] | 37.42 | 0
| FIXINGS |  |  |  |  | 1 | 0 | 0
| TOTAL EACH |  |  |  |  | 0 |  | 0 | 0 | 0 | 0 | 0
ITEM | 0 |  | 0 |  | 0 |  | Nr units | 0
3600/83 | PART | MATERIAL | SECTION | SECTION | AREA | No / LM | RATE | COST |  | ms hours | js hours | ps hours
TIMBER |  |  |  |  | 0 |  |  | 0
TIMBER |  |  |  |  | 0 |  |  | 0
TIMBER |  |  |  |  | 0 |  |  | 0
SHEETS |  |  |  |  | 0 |  |  | 0
SHEETS |  |  |  |  | 0 |  |  | 0
SHEETS |  |  |  |  | 0 |  |  | 0
NO MARK UP ITEMS | [7 empty] | 0
NO MARK UP ITEMS | [7 empty] | 0
NO MARK UP ITEMS | [7 empty] | 0
ITEMS FOR 10% | [7 empty] | 0
ITEMS FOR 10% | [7 empty] | 0
ITEMS FOR 10% | [7 empty] | 0
% FOR JMS | [5 empty] | 0.1 | 0 | 0
| FINISH | [6 empty] | 0
| LABOUR | MS | PAR |  | 0 | 0 |  | 0
| LABOUR | MS | CUT PANELS |  | 0 | 0 |  | 0
| LABOUR | MS | JOINT |  |  | 0 |  | 0
| LABOUR | MS | [5 empty] | 0
| LABOUR | JS | [5 empty] | 0
| LABOUR | JS | [5 empty] | 0
| LABOUR | JS | [5 empty] | 0
| LABOUR | PS | [5 empty] | 0
| LABOUR | PS | [5 empty] | 0
| LABOUR TOTALS | MS |  |  |  | 0 | 37.42 | 0 |  | 0
| LABOUR TOTALS | JS |  |  |  | 0 | 37.42 | 0 |  |  | 0
| LABOUR TOTALS | PS |  |  |  | 0 | 37.42 | 0 |  |  |  | 0
| LABOUR | PACK |  |  |  |  | 37.42 | 0 |  |  | 0
| DELIVERY | [5 empty] | 37.42 | 0
| FIXINGS |  |  |  |  | 1 | 0 | 0
| TOTAL EACH |  |  |  |  | 0 |  | 0 | 0 | 0 | 0 | 0
ITEM | 0 |  | 0 |  | 0 |  | Nr units | 0
3600/84 | PART | MATERIAL | SECTION | SECTION | AREA | No / LM | RATE | COST |  | ms hours | js hours | ps hours
TIMBER |  |  |  |  | 0 |  |  | 0
TIMBER |  |  |  |  | 0 |  |  | 0
TIMBER |  |  |  |  | 0 |  |  | 0
SHEETS |  |  |  |  | 0 |  |  | 0
SHEETS |  |  |  |  | 0 |  |  | 0
SHEETS |  |  |  |  | 0 |  |  | 0
NO MARK UP ITEMS | [7 empty] | 0
NO MARK UP ITEMS | [7 empty] | 0
NO MARK UP ITEMS | [7 empty] | 0
ITEMS FOR 10% | [7 empty] | 0
ITEMS FOR 10% | [7 empty] | 0
ITEMS FOR 10% | [7 empty] | 0
% FOR JMS | [5 empty] | 0.1 | 0 | 0
| FINISH | [6 empty] | 0
| LABOUR | MS | PAR |  | 0 | 0 |  | 0
| LABOUR | MS | CUT PANELS |  | 0 | 0 |  | 0
| LABOUR | MS | JOINT |  |  | 0 |  | 0
| LABOUR | MS | [5 empty] | 0
| LABOUR | JS | [5 empty] | 0
| LABOUR | JS | [5 empty] | 0
| LABOUR | JS | [5 empty] | 0
| LABOUR | PS | [5 empty] | 0
| LABOUR | PS | [5 empty] | 0
| LABOUR TOTALS | MS |  |  |  | 0 | 37.42 | 0 |  | 0
| LABOUR TOTALS | JS |  |  |  | 0 | 37.42 | 0 |  |  | 0
| LABOUR TOTALS | PS |  |  |  | 0 | 37.42 | 0 |  |  |  | 0
| LABOUR | PACK |  |  |  |  | 37.42 | 0 |  |  | 0
| DELIVERY | [5 empty] | 37.42 | 0
| FIXINGS |  |  |  |  | 1 | 0 | 0
| TOTAL EACH |  |  |  |  | 0 |  | 0 | 0 | 0 | 0 | 0
ITEM | 0 |  | 0 |  | 0 |  | Nr units | 0
3600/85 | PART | MATERIAL | SECTION | SECTION | AREA | No / LM | RATE | COST |  | ms hours | js hours | ps hours
TIMBER |  |  |  |  | 0 |  |  | 0
TIMBER |  |  |  |  | 0 |  |  | 0
TIMBER |  |  |  |  | 0 |  |  | 0
SHEETS |  |  |  |  | 0 |  |  | 0
SHEETS |  |  |  |  | 0 |  |  | 0
SHEETS |  |  |  |  | 0 |  |  | 0
NO MARK UP ITEMS | [7 empty] | 0
NO MARK UP ITEMS | [7 empty] | 0
NO MARK UP ITEMS | [7 empty] | 0
ITEMS FOR 10% | [7 empty] | 0
ITEMS FOR 10% | [7 empty] | 0
ITEMS FOR 10% | [7 empty] | 0
% FOR JMS | [5 empty] | 0.1 | 0 | 0
| FINISH | [6 empty] | 0
| LABOUR | MS | PAR |  | 0 | 0 |  | 0
| LABOUR | MS | CUT PANELS |  | 0 | 0 |  | 0
| LABOUR | MS | JOINT |  |  | 0 |  | 0
| LABOUR | MS | [5 empty] | 0
| LABOUR | JS | [5 empty] | 0
| LABOUR | JS | [5 empty] | 0
| LABOUR | JS | [5 empty] | 0
| LABOUR | PS | [5 empty] | 0
| LABOUR | PS | [5 empty] | 0
| LABOUR TOTALS | MS |  |  |  | 0 | 37.42 | 0 |  | 0
| LABOUR TOTALS | JS |  |  |  | 0 | 37.42 | 0 |  |  | 0
| LABOUR TOTALS | PS |  |  |  | 0 | 37.42 | 0 |  |  |  | 0
| LABOUR | PACK |  |  |  |  | 37.42 | 0 |  |  | 0
| DELIVERY | [5 empty] | 37.42 | 0
| FIXINGS |  |  |  |  | 1 | 0 | 0
| TOTAL EACH |  |  |  |  | 0 |  | 0 | 0 | 0 | 0 | 0
ITEM | 0 |  | 0 |  | 0 |  | Nr units | 0
3600/86 | PART | MATERIAL | SECTION | SECTION | AREA | No / LM | RATE | COST |  | ms hours | js hours | ps hours
TIMBER |  |  |  |  | 0 |  |  | 0
TIMBER |  |  |  |  | 0 |  |  | 0
TIMBER |  |  |  |  | 0 |  |  | 0
SHEETS |  |  |  |  | 0 |  |  | 0
SHEETS |  |  |  |  | 0 |  |  | 0
SHEETS |  |  |  |  | 0 |  |  | 0
NO MARK UP ITEMS | [7 empty] | 0
NO MARK UP ITEMS | [7 empty] | 0
NO MARK UP ITEMS | [7 empty] | 0
ITEMS FOR 10% | [7 empty] | 0
ITEMS FOR 10% | [7 empty] | 0
ITEMS FOR 10% | [7 empty] | 0
% FOR JMS | [5 empty] | 0.1 | 0 | 0
| FINISH | [6 empty] | 0
| LABOUR | MS | PAR |  | 0 | 0 |  | 0
| LABOUR | MS | CUT PANELS |  | 0 | 0 |  | 0
| LABOUR | MS | JOINT |  |  | 0 |  | 0
| LABOUR | MS | [5 empty] | 0
| LABOUR | JS | [5 empty] | 0
| LABOUR | JS | [5 empty] | 0
| LABOUR | JS | [5 empty] | 0
| LABOUR | PS | [5 empty] | 0
| LABOUR | PS | [5 empty] | 0
| LABOUR TOTALS | MS |  |  |  | 0 | 37.42 | 0 |  | 0
| LABOUR TOTALS | JS |  |  |  | 0 | 37.42 | 0 |  |  | 0
| LABOUR TOTALS | PS |  |  |  | 0 | 37.42 | 0 |  |  |  | 0
| LABOUR | PACK |  |  |  |  | 37.42 | 0 |  |  | 0
| DELIVERY | [5 empty] | 37.42 | 0
| FIXINGS |  |  |  |  | 1 | 0 | 0
| TOTAL EACH |  |  |  |  | 0 |  | 0 | 0 | 0 | 0 | 0
ITEM | 0 |  | 0 |  | 0 |  | Nr units | 0
3600/87 | PART | MATERIAL | SECTION | SECTION | AREA | No / LM | RATE | COST |  | ms hours | js hours | ps hours
TIMBER |  |  |  |  | 0 |  |  | 0
TIMBER |  |  |  |  | 0 |  |  | 0
TIMBER |  |  |  |  | 0 |  |  | 0
SHEETS |  |  |  |  | 0 |  |  | 0
SHEETS |  |  |  |  | 0 |  |  | 0
SHEETS |  |  |  |  | 0 |  |  | 0
NO MARK UP ITEMS | [7 empty] | 0
NO MARK UP ITEMS | [7 empty] | 0
NO MARK UP ITEMS | [7 empty] | 0
ITEMS FOR 10% | [7 empty] | 0
ITEMS FOR 10% | [7 empty] | 0
ITEMS FOR 10% | [7 empty] | 0
% FOR JMS | [5 empty] | 0.1 | 0 | 0
| FINISH | [6 empty] | 0
| LABOUR | MS | PAR |  | 0 | 0 |  | 0
| LABOUR | MS | CUT PANELS |  | 0 | 0 |  | 0
| LABOUR | MS | JOINT |  |  | 0 |  | 0
| LABOUR | MS | [5 empty] | 0
| LABOUR | JS | [5 empty] | 0
| LABOUR | JS | [5 empty] | 0
| LABOUR | JS | [5 empty] | 0
| LABOUR | PS | [5 empty] | 0
| LABOUR | PS | [5 empty] | 0
| LABOUR TOTALS | MS |  |  |  | 0 | 37.42 | 0 |  | 0
| LABOUR TOTALS | JS |  |  |  | 0 | 37.42 | 0 |  |  | 0
| LABOUR TOTALS | PS |  |  |  | 0 | 37.42 | 0 |  |  |  | 0
| LABOUR | PACK |  |  |  |  | 37.42 | 0 |  |  | 0
| DELIVERY | [5 empty] | 37.42 | 0
| FIXINGS |  |  |  |  | 1 | 0 | 0
| TOTAL EACH |  |  |  |  | 0 |  | 0 | 0 | 0 | 0 | 0
ITEM | 0 |  | 0 |  | 0 |  | Nr units | 0
3600/88 | PART | MATERIAL | SECTION | SECTION | AREA | No / LM | RATE | COST |  | ms hours | js hours | ps hours
TIMBER |  |  |  |  | 0 |  |  | 0
TIMBER |  |  |  |  | 0 |  |  | 0
TIMBER |  |  |  |  | 0 |  |  | 0
SHEETS |  |  |  |  | 0 |  |  | 0
SHEETS |  |  |  |  | 0 |  |  | 0
SHEETS |  |  |  |  | 0 |  |  | 0
NO MARK UP ITEMS | [7 empty] | 0
NO MARK UP ITEMS | [7 empty] | 0
NO MARK UP ITEMS | [7 empty] | 0
ITEMS FOR 10% | [7 empty] | 0
ITEMS FOR 10% | [7 empty] | 0
ITEMS FOR 10% | [7 empty] | 0
% FOR JMS | [5 empty] | 0.1 | 0 | 0
| FINISH | [6 empty] | 0
| LABOUR | MS | PAR |  | 0 | 0 |  | 0
| LABOUR | MS | CUT PANELS |  | 0 | 0 |  | 0
| LABOUR | MS | JOINT |  |  | 0 |  | 0
| LABOUR | MS | [5 empty] | 0
| LABOUR | JS | [5 empty] | 0
| LABOUR | JS | [5 empty] | 0
| LABOUR | JS | [5 empty] | 0
| LABOUR | PS | [5 empty] | 0
| LABOUR | PS | [5 empty] | 0
| LABOUR TOTALS | MS |  |  |  | 0 | 37.42 | 0 |  | 0
| LABOUR TOTALS | JS |  |  |  | 0 | 37.42 | 0 |  |  | 0
| LABOUR TOTALS | PS |  |  |  | 0 | 37.42 | 0 |  |  |  | 0
| LABOUR | PACK |  |  |  |  | 37.42 | 0 |  |  | 0
| DELIVERY | [5 empty] | 37.42 | 0
| FIXINGS |  |  |  |  | 1 | 0 | 0
| TOTAL EACH |  |  |  |  | 0 |  | 0 | 0 | 0 | 0 | 0
ITEM | 0 |  | 0 |  | 0 |  | Nr units | 0
3600/89 | PART | MATERIAL | SECTION | SECTION | AREA | No / LM | RATE | COST |  | ms hours | js hours | ps hours
TIMBER |  |  |  |  | 0 |  |  | 0
TIMBER |  |  |  |  | 0 |  |  | 0
TIMBER |  |  |  |  | 0 |  |  | 0
SHEETS |  |  |  |  | 0 |  |  | 0
SHEETS |  |  |  |  | 0 |  |  | 0
SHEETS |  |  |  |  | 0 |  |  | 0
NO MARK UP ITEMS | [7 empty] | 0
NO MARK UP ITEMS | [7 empty] | 0
NO MARK UP ITEMS | [7 empty] | 0
ITEMS FOR 10% | [7 empty] | 0
ITEMS FOR 10% | [7 empty] | 0
ITEMS FOR 10% | [7 empty] | 0
% FOR JMS | [5 empty] | 0.1 | 0 | 0
| FINISH | [6 empty] | 0
| LABOUR | MS | PAR |  | 0 | 0 |  | 0
| LABOUR | MS | CUT PANELS |  | 0 | 0 |  | 0
| LABOUR | MS | JOINT |  |  | 0 |  | 0
| LABOUR | MS | [5 empty] | 0
| LABOUR | JS | [5 empty] | 0
| LABOUR | JS | [5 empty] | 0
| LABOUR | JS | [5 empty] | 0
| LABOUR | PS | [5 empty] | 0
| LABOUR | PS | [5 empty] | 0
| LABOUR TOTALS | MS |  |  |  | 0 | 37.42 | 0 |  | 0
| LABOUR TOTALS | JS |  |  |  | 0 | 37.42 | 0 |  |  | 0
| LABOUR TOTALS | PS |  |  |  | 0 | 37.42 | 0 |  |  |  | 0
| LABOUR | PACK |  |  |  |  | 37.42 | 0 |  |  | 0
| DELIVERY | [5 empty] | 37.42 | 0
| FIXINGS |  |  |  |  | 1 | 0 | 0
| TOTAL EACH |  |  |  |  | 0 |  | 0 | 0 | 0 | 0 | 0
ITEM | 0 |  | 0 |  | 0 |  | Nr units | 0
3600/90 | PART | MATERIAL | SECTION | SECTION | AREA | No / LM | RATE | COST |  | ms hours | js hours | ps hours
TIMBER |  |  |  |  | 0 |  |  | 0
TIMBER |  |  |  |  | 0 |  |  | 0
TIMBER |  |  |  |  | 0 |  |  | 0
SHEETS |  |  |  |  | 0 |  |  | 0
SHEETS |  |  |  |  | 0 |  |  | 0
SHEETS |  |  |  |  | 0 |  |  | 0
NO MARK UP ITEMS | [7 empty] | 0
NO MARK UP ITEMS | [7 empty] | 0
NO MARK UP ITEMS | [7 empty] | 0
ITEMS FOR 10% | [7 empty] | 0
ITEMS FOR 10% | [7 empty] | 0
ITEMS FOR 10% | [7 empty] | 0
% FOR JMS | [5 empty] | 0.1 | 0 | 0
| FINISH | [6 empty] | 0
| LABOUR | MS | PAR |  | 0 | 0 |  | 0
| LABOUR | MS | CUT PANELS |  | 0 | 0 |  | 0
| LABOUR | MS | JOINT |  |  | 0 |  | 0
| LABOUR | MS | [5 empty] | 0
| LABOUR | JS | [5 empty] | 0
| LABOUR | JS | [5 empty] | 0
| LABOUR | JS | [5 empty] | 0
| LABOUR | PS | [5 empty] | 0
| LABOUR | PS | [5 empty] | 0
| LABOUR TOTALS | MS |  |  |  | 0 | 37.42 | 0 |  | 0
| LABOUR TOTALS | JS |  |  |  | 0 | 37.42 | 0 |  |  | 0
| LABOUR TOTALS | PS |  |  |  | 0 | 37.42 | 0 |  |  |  | 0
| LABOUR | PACK |  |  |  |  | 37.42 | 0 |  |  | 0
| DELIVERY | [5 empty] | 37.42 | 0
| FIXINGS |  |  |  |  | 1 | 0 | 0
| TOTAL EACH |  |  |  |  | 0 |  | 0 | 0 | 0 | 0 | 0
ITEM | 0 |  | 0 |  | 0 |  | Nr units | 0
3600/91 | PART | MATERIAL | SECTION | SECTION | AREA | No / LM | RATE | COST |  | ms hours | js hours | ps hours
TIMBER |  |  |  |  | 0 |  |  | 0
TIMBER |  |  |  |  | 0 |  |  | 0
TIMBER |  |  |  |  | 0 |  |  | 0
SHEETS |  |  |  |  | 0 |  |  | 0
SHEETS |  |  |  |  | 0 |  |  | 0
SHEETS |  |  |  |  | 0 |  |  | 0
NO MARK UP ITEMS | [7 empty] | 0
NO MARK UP ITEMS | [7 empty] | 0
NO MARK UP ITEMS | [7 empty] | 0
ITEMS FOR 10% | [7 empty] | 0
ITEMS FOR 10% | [7 empty] | 0
ITEMS FOR 10% | [7 empty] | 0
% FOR JMS | [5 empty] | 0.1 | 0 | 0
| FINISH | [6 empty] | 0
| LABOUR | MS | PAR |  | 0 | 0 |  | 0
| LABOUR | MS | CUT PANELS |  | 0 | 0 |  | 0
| LABOUR | MS | JOINT |  |  | 0 |  | 0
| LABOUR | MS | [5 empty] | 0
| LABOUR | JS | [5 empty] | 0
| LABOUR | JS | [5 empty] | 0
| LABOUR | JS | [5 empty] | 0
| LABOUR | PS | [5 empty] | 0
| LABOUR | PS | [5 empty] | 0
| LABOUR TOTALS | MS |  |  |  | 0 | 37.42 | 0 |  | 0
| LABOUR TOTALS | JS |  |  |  | 0 | 37.42 | 0 |  |  | 0
| LABOUR TOTALS | PS |  |  |  | 0 | 37.42 | 0 |  |  |  | 0
| LABOUR | PACK |  |  |  |  | 37.42 | 0 |  |  | 0
| DELIVERY | [5 empty] | 37.42 | 0
| FIXINGS |  |  |  |  | 1 | 0 | 0
| TOTAL EACH |  |  |  |  | 0 |  | 0 | 0 | 0 | 0 | 0
ITEM | 0 |  | 0 |  | 0 |  | Nr units | 0
3600/92 | PART | MATERIAL | SECTION | SECTION | AREA | No / LM | RATE | COST |  | ms hours | js hours | ps hours
TIMBER |  |  |  |  | 0 |  |  | 0
TIMBER |  |  |  |  | 0 |  |  | 0
TIMBER |  |  |  |  | 0 |  |  | 0
SHEETS |  |  |  |  | 0 |  |  | 0
SHEETS |  |  |  |  | 0 |  |  | 0
SHEETS |  |  |  |  | 0 |  |  | 0
NO MARK UP ITEMS | [7 empty] | 0
NO MARK UP ITEMS | [7 empty] | 0
NO MARK UP ITEMS | [7 empty] | 0
ITEMS FOR 10% | [7 empty] | 0
ITEMS FOR 10% | [7 empty] | 0
ITEMS FOR 10% | [7 empty] | 0
% FOR JMS | [5 empty] | 0.1 | 0 | 0
| FINISH | [6 empty] | 0
| LABOUR | MS | PAR |  | 0 | 0 |  | 0
| LABOUR | MS | CUT PANELS |  | 0 | 0 |  | 0
| LABOUR | MS | JOINT |  |  | 0 |  | 0
| LABOUR | MS | [5 empty] | 0
| LABOUR | JS | [5 empty] | 0
| LABOUR | JS | [5 empty] | 0
| LABOUR | JS | [5 empty] | 0
| LABOUR | PS | [5 empty] | 0
| LABOUR | PS | [5 empty] | 0
| LABOUR TOTALS | MS |  |  |  | 0 | 37.42 | 0 |  | 0
| LABOUR TOTALS | JS |  |  |  | 0 | 37.42 | 0 |  |  | 0
| LABOUR TOTALS | PS |  |  |  | 0 | 37.42 | 0 |  |  |  | 0
| LABOUR | PACK |  |  |  |  | 37.42 | 0 |  |  | 0
| DELIVERY | [5 empty] | 37.42 | 0
| FIXINGS |  |  |  |  | 1 | 0 | 0
| TOTAL EACH |  |  |  |  | 0 |  | 0 | 0 | 0 | 0 | 0
ITEM | 0 |  | 0 |  | 0 |  | Nr units | 0
3600/93 | PART | MATERIAL | SECTION | SECTION | AREA | No / LM | RATE | COST |  | ms hours | js hours | ps hours
TIMBER |  |  |  |  | 0 |  |  | 0
TIMBER |  |  |  |  | 0 |  |  | 0
TIMBER |  |  |  |  | 0 |  |  | 0
SHEETS |  |  |  |  | 0 |  |  | 0
SHEETS |  |  |  |  | 0 |  |  | 0
SHEETS |  |  |  |  | 0 |  |  | 0
NO MARK UP ITEMS | [7 empty] | 0
NO MARK UP ITEMS | [7 empty] | 0
NO MARK UP ITEMS | [7 empty] | 0
ITEMS FOR 10% | [7 empty] | 0
ITEMS FOR 10% | [7 empty] | 0
ITEMS FOR 10% | [7 empty] | 0
% FOR JMS | [5 empty] | 0.1 | 0 | 0
| FINISH | [6 empty] | 0
| LABOUR | MS | PAR |  | 0 | 0 |  | 0
| LABOUR | MS | CUT PANELS |  | 0 | 0 |  | 0
| LABOUR | MS | JOINT |  |  | 0 |  | 0
| LABOUR | MS | [5 empty] | 0
| LABOUR | JS | [5 empty] | 0
| LABOUR | JS | [5 empty] | 0
| LABOUR | JS | [5 empty] | 0
| LABOUR | PS | [5 empty] | 0
| LABOUR | PS | [5 empty] | 0
| LABOUR TOTALS | MS |  |  |  | 0 | 37.42 | 0 |  | 0
| LABOUR TOTALS | JS |  |  |  | 0 | 37.42 | 0 |  |  | 0
| LABOUR TOTALS | PS |  |  |  | 0 | 37.42 | 0 |  |  |  | 0
| LABOUR | PACK |  |  |  |  | 37.42 | 0 |  |  | 0
| DELIVERY | [5 empty] | 37.42 | 0
| FIXINGS |  |  |  |  | 1 | 0 | 0
| TOTAL EACH |  |  |  |  | 0 |  | 0 | 0 | 0 | 0 | 0
ITEM | 0 |  | 0 |  | 0 |  | Nr units | 0
3600/94 | PART | MATERIAL | SECTION | SECTION | AREA | No / LM | RATE | COST |  | ms hours | js hours | ps hours
TIMBER |  |  |  |  | 0 |  |  | 0
TIMBER |  |  |  |  | 0 |  |  | 0
TIMBER |  |  |  |  | 0 |  |  | 0
SHEETS |  |  |  |  | 0 |  |  | 0
SHEETS |  |  |  |  | 0 |  |  | 0
SHEETS |  |  |  |  | 0 |  |  | 0
NO MARK UP ITEMS | [7 empty] | 0
NO MARK UP ITEMS | [7 empty] | 0
NO MARK UP ITEMS | [7 empty] | 0
ITEMS FOR 10% | [7 empty] | 0
ITEMS FOR 10% | [7 empty] | 0
ITEMS FOR 10% | [7 empty] | 0
% FOR JMS | [5 empty] | 0.1 | 0 | 0
| FINISH | [6 empty] | 0
| LABOUR | MS | PAR |  | 0 | 0 |  | 0
| LABOUR | MS | CUT PANELS |  | 0 | 0 |  | 0
| LABOUR | MS | JOINT |  |  | 0 |  | 0
| LABOUR | MS | [5 empty] | 0
| LABOUR | JS | [5 empty] | 0
| LABOUR | JS | [5 empty] | 0
| LABOUR | JS | [5 empty] | 0
| LABOUR | PS | [5 empty] | 0
| LABOUR | PS | [5 empty] | 0
| LABOUR TOTALS | MS |  |  |  | 0 | 37.42 | 0 |  | 0
| LABOUR TOTALS | JS |  |  |  | 0 | 37.42 | 0 |  |  | 0
| LABOUR TOTALS | PS |  |  |  | 0 | 37.42 | 0 |  |  |  | 0
| LABOUR | PACK |  |  |  |  | 37.42 | 0 |  |  | 0
| DELIVERY | [5 empty] | 37.42 | 0
| FIXINGS |  |  |  |  | 1 | 0 | 0
| TOTAL EACH |  |  |  |  | 0 |  | 0 | 0 | 0 | 0 | 0
ITEM | 0 |  | 0 |  | 0 |  | Nr units | 0
3600/95 | PART | MATERIAL | SECTION | SECTION | AREA | No / LM | RATE | COST |  | ms hours | js hours | ps hours
TIMBER |  |  |  |  | 0 |  |  | 0
TIMBER |  |  |  |  | 0 |  |  | 0
TIMBER |  |  |  |  | 0 |  |  | 0
SHEETS |  |  |  |  | 0 |  |  | 0
SHEETS |  |  |  |  | 0 |  |  | 0
SHEETS |  |  |  |  | 0 |  |  | 0
NO MARK UP ITEMS | [7 empty] | 0
NO MARK UP ITEMS | [7 empty] | 0
NO MARK UP ITEMS | [7 empty] | 0
ITEMS FOR 10% | [7 empty] | 0
ITEMS FOR 10% | [7 empty] | 0
ITEMS FOR 10% | [7 empty] | 0
% FOR JMS | [5 empty] | 0.1 | 0 | 0
| FINISH | [6 empty] | 0
| LABOUR | MS | PAR |  | 0 | 0 |  | 0
| LABOUR | MS | CUT PANELS |  | 0 | 0 |  | 0
| LABOUR | MS | JOINT |  |  | 0 |  | 0
| LABOUR | MS | [5 empty] | 0
| LABOUR | JS | [5 empty] | 0
| LABOUR | JS | [5 empty] | 0
| LABOUR | JS | [5 empty] | 0
| LABOUR | PS | [5 empty] | 0
| LABOUR | PS | [5 empty] | 0
| LABOUR TOTALS | MS |  |  |  | 0 | 37.42 | 0 |  | 0
| LABOUR TOTALS | JS |  |  |  | 0 | 37.42 | 0 |  |  | 0
| LABOUR TOTALS | PS |  |  |  | 0 | 37.42 | 0 |  |  |  | 0
| LABOUR | PACK |  |  |  |  | 37.42 | 0 |  |  | 0
| DELIVERY | [5 empty] | 37.42 | 0
| FIXINGS |  |  |  |  | 1 | 0 | 0
| TOTAL EACH |  |  |  |  | 0 |  | 0 | 0 | 0 | 0 | 0
ITEM | 0 |  | 0 |  | 0 |  | Nr units | 0
3600/96 | PART | MATERIAL | SECTION | SECTION | AREA | No / LM | RATE | COST |  | ms hours | js hours | ps hours
TIMBER |  |  |  |  | 0 |  |  | 0
TIMBER |  |  |  |  | 0 |  |  | 0
TIMBER |  |  |  |  | 0 |  |  | 0
SHEETS |  |  |  |  | 0 |  |  | 0
SHEETS |  |  |  |  | 0 |  |  | 0
SHEETS |  |  |  |  | 0 |  |  | 0
NO MARK UP ITEMS | [7 empty] | 0
NO MARK UP ITEMS | [7 empty] | 0
NO MARK UP ITEMS | [7 empty] | 0
ITEMS FOR 10% | [7 empty] | 0
ITEMS FOR 10% | [7 empty] | 0
ITEMS FOR 10% | [7 empty] | 0
% FOR JMS | [5 empty] | 0.1 | 0 | 0
| FINISH | [6 empty] | 0
| LABOUR | MS | PAR |  | 0 | 0 |  | 0
| LABOUR | MS | CUT PANELS |  | 0 | 0 |  | 0
| LABOUR | MS | JOINT |  |  | 0 |  | 0
| LABOUR | MS | [5 empty] | 0
| LABOUR | JS | [5 empty] | 0
| LABOUR | JS | [5 empty] | 0
| LABOUR | JS | [5 empty] | 0
| LABOUR | PS | [5 empty] | 0
| LABOUR | PS | [5 empty] | 0
| LABOUR TOTALS | MS |  |  |  | 0 | 37.42 | 0 |  | 0
| LABOUR TOTALS | JS |  |  |  | 0 | 37.42 | 0 |  |  | 0
| LABOUR TOTALS | PS |  |  |  | 0 | 37.42 | 0 |  |  |  | 0
| LABOUR | PACK |  |  |  |  | 37.42 | 0 |  |  | 0
| DELIVERY | [5 empty] | 37.42 | 0
| FIXINGS |  |  |  |  | 1 | 0 | 0
| TOTAL EACH |  |  |  |  | 0 |  | 0 | 0 | 0 | 0 | 0
ITEM | 0 |  | 0 |  | 0 |  | Nr units | 0
3600/97 | PART | MATERIAL | SECTION | SECTION | AREA | No / LM | RATE | COST |  | ms hours | js hours | ps hours
TIMBER |  |  |  |  | 0 |  |  | 0
TIMBER |  |  |  |  | 0 |  |  | 0
TIMBER |  |  |  |  | 0 |  |  | 0
SHEETS |  |  |  |  | 0 |  |  | 0
SHEETS |  |  |  |  | 0 |  |  | 0
SHEETS |  |  |  |  | 0 |  |  | 0
NO MARK UP ITEMS | [7 empty] | 0
NO MARK UP ITEMS | [7 empty] | 0
NO MARK UP ITEMS | [7 empty] | 0
ITEMS FOR 10% | [7 empty] | 0
ITEMS FOR 10% | [7 empty] | 0
ITEMS FOR 10% | [7 empty] | 0
% FOR JMS | [5 empty] | 0.1 | 0 | 0
| FINISH | [6 empty] | 0
| LABOUR | MS | PAR |  | 0 | 0 |  | 0
| LABOUR | MS | CUT PANELS |  | 0 | 0 |  | 0
| LABOUR | MS | JOINT |  |  | 0 |  | 0
| LABOUR | MS | [5 empty] | 0
| LABOUR | JS | [5 empty] | 0
| LABOUR | JS | [5 empty] | 0
| LABOUR | JS | [5 empty] | 0
| LABOUR | PS | [5 empty] | 0
| LABOUR | PS | [5 empty] | 0
| LABOUR TOTALS | MS |  |  |  | 0 | 37.42 | 0 |  | 0
| LABOUR TOTALS | JS |  |  |  | 0 | 37.42 | 0 |  |  | 0
| LABOUR TOTALS | PS |  |  |  | 0 | 37.42 | 0 |  |  |  | 0
| LABOUR | PACK |  |  |  |  | 37.42 | 0 |  |  | 0
| DELIVERY | [5 empty] | 37.42 | 0
| FIXINGS |  |  |  |  | 1 | 0 | 0
| TOTAL EACH |  |  |  |  | 0 |  | 0 | 0 | 0 | 0 | 0
ITEM | 0 |  | 0 |  | 0 |  | Nr units | 0
3600/98 | PART | MATERIAL | SECTION | SECTION | AREA | No / LM | RATE | COST |  | ms hours | js hours | ps hours
TIMBER |  |  |  |  | 0 |  |  | 0
TIMBER |  |  |  |  | 0 |  |  | 0
TIMBER |  |  |  |  | 0 |  |  | 0
SHEETS |  |  |  |  | 0 |  |  | 0
SHEETS |  |  |  |  | 0 |  |  | 0
SHEETS |  |  |  |  | 0 |  |  | 0
NO MARK UP ITEMS | [7 empty] | 0
NO MARK UP ITEMS | [7 empty] | 0
NO MARK UP ITEMS | [7 empty] | 0
ITEMS FOR 10% | [7 empty] | 0
ITEMS FOR 10% | [7 empty] | 0
ITEMS FOR 10% | [7 empty] | 0
% FOR JMS | [5 empty] | 0.1 | 0 | 0
| FINISH | [6 empty] | 0
| LABOUR | MS | PAR |  | 0 | 0 |  | 0
| LABOUR | MS | CUT PANELS |  | 0 | 0 |  | 0
| LABOUR | MS | JOINT |  |  | 0 |  | 0
| LABOUR | MS | [5 empty] | 0
| LABOUR | JS | [5 empty] | 0
| LABOUR | JS | [5 empty] | 0
| LABOUR | JS | [5 empty] | 0
| LABOUR | PS | [5 empty] | 0
| LABOUR | PS | [5 empty] | 0
| LABOUR TOTALS | MS |  |  |  | 0 | 37.42 | 0 |  | 0
| LABOUR TOTALS | JS |  |  |  | 0 | 37.42 | 0 |  |  | 0
| LABOUR TOTALS | PS |  |  |  | 0 | 37.42 | 0 |  |  |  | 0
| LABOUR | PACK |  |  |  |  | 37.42 | 0 |  |  | 0
| DELIVERY | [5 empty] | 37.42 | 0
| FIXINGS |  |  |  |  | 1 | 0 | 0
| TOTAL EACH |  |  |  |  | 0 |  | 0 | 0 | 0 | 0 | 0
ITEM | 0 |  | 0 |  | 0 |  | Nr units | 0
3600/99 | PART | MATERIAL | SECTION | SECTION | AREA | No / LM | RATE | COST |  | ms hours | js hours | ps hours
TIMBER |  |  |  |  | 0 |  |  | 0
TIMBER |  |  |  |  | 0 |  |  | 0
TIMBER |  |  |  |  | 0 |  |  | 0
SHEETS |  |  |  |  | 0 |  |  | 0
SHEETS |  |  |  |  | 0 |  |  | 0
SHEETS |  |  |  |  | 0 |  |  | 0
NO MARK UP ITEMS | [7 empty] | 0
NO MARK UP ITEMS | [7 empty] | 0
NO MARK UP ITEMS | [7 empty] | 0
ITEMS FOR 10% | [7 empty] | 0
ITEMS FOR 10% | [7 empty] | 0
ITEMS FOR 10% | [7 empty] | 0
% FOR JMS | [5 empty] | 0.1 | 0 | 0
| FINISH | [6 empty] | 0
| LABOUR | MS | PAR |  | 0 | 0 |  | 0
| LABOUR | MS | CUT PANELS |  | 0 | 0 |  | 0
| LABOUR | MS | JOINT |  |  | 0 |  | 0
| LABOUR | MS | [5 empty] | 0
| LABOUR | JS | [5 empty] | 0
| LABOUR | JS | [5 empty] | 0
| LABOUR | JS | [5 empty] | 0
| LABOUR | PS | [5 empty] | 0
| LABOUR | PS | [5 empty] | 0
| LABOUR TOTALS | MS |  |  |  | 0 | 37.42 | 0 |  | 0
| LABOUR TOTALS | JS |  |  |  | 0 | 37.42 | 0 |  |  | 0
| LABOUR TOTALS | PS |  |  |  | 0 | 37.42 | 0 |  |  |  | 0
| LABOUR | PACK |  |  |  |  | 37.42 | 0 |  |  | 0
| DELIVERY | [5 empty] | 37.42 | 0
| FIXINGS |  |  |  |  | 1 | 0 | 0
| TOTAL EACH |  |  |  |  | 0 |  | 0 | 0 | 0 | 0 | 0

## DOOR SCHEDULE
| Room | [5 empty] | Structural Opening |  |  |  | Door Leaf |  |  |  | Louvre |  | Vision Panel |  | Frame
[9 empty] | Clear |  | MainLeaf | Door |  |  |  | Transfer | [6 empty] | Fire / | Ironmongery | Acoustic
|  |  | From Room: |  |  | NBS |  |  | Opening | LeafHeight | Width | Panel |  |  |  | Grille Louvre |  |  | Frame | Frame |  | Fire | Smoke | Set (refer to | Performance | [8 empty] | FRAME
Door No. | Use | From Room: Name | Number | Level | Door Type | Spec | Width (W) | Height (H) | Width | from spec | from spec | Thickness | Material | Finish | Louvre Type | Size W x H | Width | Height | Material | Finish | Jamb | Rating | Seals | 81-ZZ.05) | (dB) | Comments | Lm | rate | cost | ms | js | ps | cost | COST | JMS Notes
DGF01.01 | Int | Stair 1 | GF.02 | Ground | 214 | L20/410A | 2210 | 2110 | 2120 | 2052 | 1061 | 40 | Timber | Painted |  |  | 250 | 1385 | Timber | Painted | B1 | FD60s | Yes | 01a | N/A |  | 6.83 | 23.53 | 160.7099 | 2.25 | 1 | 0.5 | 140.325 | 301.0349 | Sapele 210mm x 44mm 3 sided rebated frame primed
DGF06.01 | Int | Riser 1.1 | GF.06 | Ground | 207 | L20/480A | 1010 | 2110 | 870 | 2052 | 925 | 43 | Metal | PPC |  |  |  |  | Metal | PPC | K1 | FD60s | Yes | 02a | N/A |  | 5.63 | 18.89 | 106.3507 | 2.25 | 1 | 0.5 | 140.325 | 246.6757 | Sapele 150mm x 44mm 3 sided rebated frame primed
DGF07.01 | Int | Riser 1.2 | GF.07 | Ground | 207 | L20/480A | 1010 | 2110 | 870 | 2052 | 925 | 43 | Metal | PPC |  |  |  |  | Metal | PPC | K1 | FD60s | Yes | 02a | N/A |  | 5.63 | 18.89 | 106.3507 | 2.25 | 1 | 0.5 | 140.325 | 246.6757 | Sapele 150mm x 44mm 3 sided rebated frame primed
DGF08.01 | Int | Riser 1.3 | GF.08 | Ground | 207 | L20/480A | 1010 | 2110 | 870 | 2052 | 925 | 43 | Metal | PPC |  |  |  |  | Metal | PPC | K1 | FD60s | Yes | 02a | N/A |  | 5.63 | 18.89 | 106.3507 | 2.25 | 1 | 0.5 | 140.325 | 246.6757 | Sapele 150mm x 44mm 3 sided rebated frame primed
DGF09.01 | Ext | CORE 2 Lobby | GF.09 | Ground | 101 | L20/482A | 2220 | 2210 | 1940 | 2110 | 2120 | 70 | Glazed | [5 empty] | Metal | PPC | K2 | FD30s | Yes | 7 | N/A | See manufacturer details | 7.04 |  | 0 |  |  |  | 0 | 0 | By others
DGF09.02 | Int | CORE 2 Lobby | GF.09 | Ground | 210 | L20/410A | 1510 | 2110 | 1420 | 2052 | 1125 | 40 | Timber | Painted |  |  | 400 | 1385 | Timber | Painted | B1 | FD60s | Yes | 01b | N/A |  | 6.13 | 23.53 | 144.2389 | 2.25 | 1 | 0.5 | 140.325 | 284.5639 | Sapele 210mm x 44mm 3 sided rebated frame primed
DGF09.05 | Int | TENANT | GF.TB | Ground | 202 | L20/410A | 1585 | 2110 | 1495 | 2052 | 1125 | 40 | Timber | Painted |  |  | 400 | 1385 | Timber | Painted | A1 | FD60s | Yes | 01b | N/A |  | 6.205 | 18.89 | 117.2125 | 2.25 | 1 | 0.5 | 140.325 | 257.5375 | Sapele 150mm x 44mm 3 sided rebated frame primed
DGF09.06 | Int | TENANT | GF.TB | Ground | 202 | L20/410A | 1585 | 2110 | 1495 | 2052 | 1125 | 40 | Timber | Painted |  |  | 400 | 1385 | Timber | Painted | A1 | FD60s | Yes | 01b | N/A |  | 6.205 | 18.89 | 117.2125 | 2.25 | 1 | 0.5 | 140.325 | 257.5375 | Sapele 150mm x 44mm 3 sided rebated frame primed
DGF11.01 | Int | Stair 2 Lobby | GF.11 | Ground | 202 | L20/410A | 1510 | 2100 | 1420 | 2052 | 1125 | 40 | Timber | Painted |  |  | 400 | 1385 | Timber | Painted | B1 | FD30s | Yes | 01b | N/A |  | 6.11 | 8.32 | 50.8352 | 1.75 | 1 | 0.5 | 121.615 | 172.4502 | SWD 210mm x 44mm 3 sided rebated frame primed
DGF15.01 | Int | Riser 2.1 | GF.15 | Ground | 206 | L20/480A | 2010 | 2110 | 1870 | 2052 | 961 | 43 | Metal | PPC |  |  |  |  | Metal | PPC | K1 | FD60s | Yes | 02b | N/A |  | 6.63 |  | 0 |  |  |  | 0 | 0 | By others
DGF16.01 | Int | Riser 2.2 | GF.16 | Ground | 207 | L20/480A | 1010 | 2110 | 870 | 2052 | 925 | 43 | Metal | PPC |  |  |  |  | Metal | PPC | K1 | FD60s | Yes | 02a | N/A |  | 5.63 | 18.89 | 106.3507 | 2.25 | 1 | 0.5 | 140.325 | 246.6757 | Sapele 150mm x 44mm 3 sided rebated frame primed
DGF17.01 | Int | Core 3 Lobby | GF.17 | Ground | 202 | L20/410A | 1585 | 2110 | 1495 | 2052 | 1125 | 40 | Timber | Painted |  |  | 400 | 1385 | Timber | Painted | C1 | FD60s | Yes | 01b | N/A |  | 6.205 | 46.76 | 290.1458 | 4 | 2 | 1 | 261.94 | 552.0858 | Sapele 420mm x 50mm 3 sided rebated split frame primed
DGF18.01 | Int | Stair 3 | GF.18 | Ground | 202 | L20/410A | 1585 | 2110 | 1495 | 2052 | 1125 | 40 | Timber | Painted |  |  | 400 | 1385 | Timber | Painted | B1 | FD30s | Yes | 01b | N/A |  | 6.205 | 8.32 | 51.6256 | 1.75 | 1 | 0.5 | 121.615 | 173.2406 | SWD 210mm x 44mm 3 sided rebated frame primed
DGF18.02 | Ext | Stair 3 | GF.18 | Ground | 106 | L20/480A | 1810 | 2110 | 1670 | 2052 | 861 | 43 | Metal | PPC |  |  |  |  | Metal | PPC | J2 | NFR | Yes | 6 | N/A |  | 6.43 |  | 0 |  |  |  | 0 | 0 | By others
DGF20.01 | Int | Riser 3.1 | GF.20 | Ground | 206 | L20/480A | 1610 | 2100 | 1470 | 2052 | 761 | 43 | Metal | PPC |  |  |  |  | Metal | PPC | K1 | FD60s | Yes | 02b | N/A |  | 6.21 |  | 0 |  |  |  | 0 | 0 | By others
DGF21.01 | Int | Core 4 Lobby | GF.21 | Ground | 203 | L20/410A | 2210 | 2100 | 2120 | 2052 | 1061 | 40 | Timber | Painted |  |  | 250 | 1385 | Timber | Painted | A1 | FD30s | Yes | 5 | N/A |  | 6.81 | 6.83 | 46.5123 | 1.75 | 1 | 0.5 | 121.615 | 168.1273 | SWD 150mm x 44mm 3 sided rebated frame primed
DGF21.02 | Int | Core 4 Lobby | GF.21 | Ground | 203 | L20/410A | 2210 | 2100 | 2120 | 2052 | 1061 | 40 | Timber | Painted |  |  | 250 | 1385 | Timber | Painted | A1 | FD30s | Yes | 5 | N/A |  | 6.81 | 6.83 | 46.5123 | 1.75 | 1 | 0.5 | 121.615 | 168.1273 | SWD 150mm x 44mm 3 sided rebated frame primed
DGF22.01 | Int | Stair 4 | GF.22 | Ground | 202 | L20/410A | 1585 | 2110 | 1495 | 2052 | 1125 | 40 | Timber | Painted |  |  | 400 | 1385 | Timber | Painted | B1 | FD60s | Yes | 01b | N/A |  | 6.205 | 23.53 | 146.0037 | 2.25 | 1 | 0.5 | 140.325 | 286.3287 | Sapele 210mm x 44mm 3 sided rebated frame primed
DGF22.02 | Ext | Stair 4 | GF.22 | Ground | 106 | L20/480A | 1810 | 2110 | 1670 | 2052 | 861 | 43 | Metal | PPC |  |  |  |  | Metal | PPC | J1 | NFR |  | 6 | N/A |  | 6.43 |  | 0 |  |  |  | 0 | 0 | By others
DGF28.01 | Ext | TW Twin Substation | GF.28 | Ground | 103 | L20/485B | 2002 | 2110 | 1800 | 2052 | 1125 | 43 | Metal | PPC | To UKPN Specification | Full Door |  |  | Metal | PPC | M1 | NFR | No | 13 | N/A |  | 6.622 |  | 0 |  |  |  | 0 | 0 | By others
DGF28.02 | Ext | TW Twin Substation | GF.28 | Ground | 103 | L20/485B | 1787 | 2110 | 1585 | 2052 | 1125 | 43 | Metal | PPC | To UKPN Specification | Full Door |  |  | Metal | PPC | M1 | NFR | No | 13 | N/A |  | 6.407 |  | 0 |  |  |  | 0 | 0 | By others
DGF29.01 | Ext | UKPN Substation | GF.29 | Ground | 104 | L20/485A | 798 | 2110 | 658 | 2052 | 925 | 43 | Metal | PPC | To UKPN Specification | Full Door |  |  | Metal | PPC | M1 | NFR | No | 12 | N/A |  | 5.418 |  | 0 |  |  |  | 0 | 0 | By others
DGF29.02 | Ext | UKPN Substation | GF.29 | Ground | 103 | L20/485A | 1585 | 2110 | 1383 | 2052 | 1125 | 43 | Metal | PPC | To UKPN Specification | Full Door |  |  | Metal | PPC | M1 | NFR | No | 12 | N/A |  | 6.205 |  | 0 |  |  |  | 0 | 0 | By others
DGF35.01 | Int | Service Corridor 1 | GF.38 | Ground | 207 | L20/410A | 1010 | 2110 | 920 | 2052 | 925 | 40 | Timber | Painted |  |  | 400 | 1385 | Timber | Painted | A1 | FD60s | Yes | 08a | N/A |  | 5.63 | 18.89 | 106.3507 | 2.25 | 1 | 0.5 | 140.325 | 246.6757 | Sapele 150mm x 44mm 3 sided rebated frame primed
DGF36.01 | Int | Service Corridor 1 Lobby | GF.36 | Ground | 209 | L20/410A | 1150 | 2100 | 1060 | 2052 | 925 | 40 | Timber | Painted |  |  | 400 | 1385 | Timber | Painted | A1 | FD30s | Yes | 03b | N/A |  | 5.75 | 6.83 | 39.2725 | 1.75 | 1 | 0.5 | 121.615 | 160.8875 | SWD 150mm x 44mm 3 sided rebated frame primed
DGF38.01 | Int | Service Corridor 1 | GF.38 | Ground | 209 | L20/410A | 1010 | 2100 | 920 | 2052 | 925 | 40 | Timber | Painted |  |  | 400 | 1385 | Timber | Painted | A1 | FD30s | Yes | 04b | N/A |  | 5.61 | 6.83 | 38.3163 | 1.75 | 1 | 0.5 | 121.615 | 159.9313 | SWD 150mm x 44mm 3 sided rebated frame primed
DGF38.02 | Int | Service Corridor 2 | GF.39 | Ground | 213 | L20/410A | 2410 | 2110 | 2320 | 2052 | 1161 | 40 | Timber | Painted |  |  | 250 | 1385 | Timber | Painted | A1 | FD30s | Yes | 5 | N/A |  | 7.03 | 6.83 | 48.0149 | 1.75 | 1 | 0.5 | 121.615 | 169.6299 | SWD 150mm x 44mm 3 sided rebated frame primed
DGF40.01 | Int | Service Corridor 2 | GF.39 | Ground | 213 | L20/410A | 2410 | 2110 | 2320 | 2052 | 1161 | 40 | Timber | Painted |  |  | 250 | 1385 | Timber | Painted | A1 | FD30s | Yes | 5 | N/A |  | 7.03 | 6.83 | 48.0149 | 1.75 | 1 | 0.5 | 121.615 | 169.6299 | SWD 150mm x 44mm 3 sided rebated frame primed
DGF40.02 | Int | Service Corridor 3 Lobby | GF.47 | Ground | 209 | L20/410A | 1150 | 2100 | 1060 | 2052 | 925 | 40 | Timber | Painted |  |  | 400 | 1385 | Timber | Painted | A1 | FD30s | Yes | 04b | N/A |  | 5.75 | 6.83 | 39.2725 | 1.75 | 1 | 0.5 | 121.615 | 160.8875 | SWD 150mm x 44mm 3 sided rebated frame primed
DGF40.03 | Int | Service Corridor 3 | GF.40 | Ground | 206 | L20/480A | 1610 | 2100 | 1470 | 2052 | 761 | 43 | Metal | PPC |  |  |  |  | Metal | PPC | H1 | FD60s | Yes | 02b | N/A |  | 6.21 |  | 0 |  |  |  | 0 | 0 | By others
DGF40.04 | Int | Service Corridor 3 | GF.40 | Ground | 206 | L20/480A | 1610 | 2100 | 1470 | 2052 | 761 | 43 | Metal | PPC |  |  |  |  | Metal | PPC | H1 | FD60s | Yes | 02b | N/A |  | 6.21 |  | 0 |  |  |  | 0 | 0 | By others
DGF40.05 | Int | Service Corridor 3 | GF.40 | Ground | 213 | L20/410A | 2410 | 2110 | 2320 | 2052 | 1161 | 40 | Timber | Painted |  |  | 250 | 1385 | Timber | Painted | A1 | FD30s | Yes | 5 | N/A |  | 7.03 | 6.83 | 48.0149 | 1.75 | 1 | 0.5 | 121.615 | 169.6299 | SWD 150mm x 44mm 3 sided rebated frame primed
DGF41.01 | Int | Service Corridor 4 Lobby | GF.46 | Ground | 213 | L20/410A | 2410 | 2110 | 2320 | 2052 | 1161 | 40 | Timber | Painted |  |  | 250 | 1385 | Timber | Painted | A1 | FD30s | Yes | 03a | N/A |  | 7.03 | 6.83 | 48.0149 | 1.75 | 1 | 0.5 | 121.615 | 169.6299 | SWD 150mm x 44mm 3 sided rebated frame primed
DGF41.02 | Ext | Service Corridor 4 | GF.41 | Ground | 111 | L20/480A | 1585 | 2110 | 1495 | 2052 | 1125 | 40 | Metal | PPC |  |  | 400 | 1385 | Metal | PPC | L1 | FD30s | Yes | 6 | N/A |  | 6.205 |  | 0 |  |  |  | 0 | 0 | By others
DGF42.01 | Int | Service Corridor 5 Lobby | GF.45 | Ground | 213 | L20/410A | 2410 | 2110 | 2320 | 2052 | 1161 | 40 | Timber | Painted |  |  | 250 | 1385 | Timber | Painted | A1 | FD30s | Yes | 03a | N/A |  | 7.03 | 6.83 | 48.0149 | 1.75 | 1 | 0.5 | 121.615 | 169.6299 | SWD 150mm x 44mm 3 sided rebated frame primed
DGF42.02 | Int | Service Corridor 6 | GF.43 | Ground | 213 | L20/410A | 2410 | 2110 | 2320 | 2052 | 1161 | 40 | Timber | Painted |  |  | 250 | 1385 | Timber | Painted | L1 | FD30s | Yes | 6 | N/A |  | 7.03 | 6.83 | 48.0149 | 1.75 | 1 | 0.5 | 121.615 | 169.6299 | SWD 150mm x 44mm 3 sided rebated frame primed
DGF43.01 | Int | Lobby | GF.61 | Ground | 209 | L20/410A | 1150 | 2100 | 1060 | 2052 | 925 | 40 | Timber | Painted |  |  | 400 | 1385 | Timber | Painted | A1 | FD30s | Yes | 04b | N/A |  | 5.75 | 6.83 | 39.2725 | 1.75 | 1 | 0.5 | 121.615 | 160.8875 | SWD 150mm x 44mm 3 sided rebated frame primed
DGF43.02 | Int | Service Corridor 7 | GF.44 | Ground | 213 | L20/410A | 2410 | 2110 | 2320 | 2052 | 1161 | 40 | Timber | Painted |  |  | 250 | 1385 | Timber | Painted | A1 | FD30s | Yes | 04a | N/A |  | 7.03 | 6.83 | 48.0149 | 1.75 | 1 | 0.5 | 121.615 | 169.6299 | SWD 150mm x 44mm 3 sided rebated frame primed
DGF44.01 | Int | Service Corridor 7 | GF.44 | Ground | 213 | L20/410A | 2410 | 2110 | 2320 | 2052 | 1161 | 40 | Timber | Painted |  |  | 250 | 1385 | Timber | Painted | A1 | FD30s | Yes | 03a | N/A |  | 7.03 | 6.83 | 48.0149 | 1.75 | 1 | 0.5 | 121.615 | 169.6299 | SWD 150mm x 44mm 3 sided rebated frame primed
DGF44.02 | Int | Riser | GF.50 | Ground | 206 | L20/480A | 1810 | 2110 | 1670 | 2052 | 861 | 43 | Metal | PPC |  |  |  |  | Metal | PPC | H1 | FD60s | Yes | 02b | N/A |  | 6.43 |  | 0 |  |  |  | 0 | 0 | By others
DGF45.01 | Int | Service Corridor 5 Lobby | GF.45 | Ground | 213 | L20/410A | 2410 | 2110 | 2320 | 2052 | 1161 | 40 | Timber | Painted |  |  | 250 | 1385 | Timber | Painted | A1 | FD30s | Yes | 03a | N/A |  | 7.03 | 6.83 | 48.0149 | 1.75 | 1 | 0.5 | 121.615 | 169.6299 | SWD 150mm x 44mm 3 sided rebated frame primed
DGF46.01 | Int | UNIT A | GF.TA | Ground | 213 | L20/410A | 2410 | 2110 | 2320 | 2052 | 1161 | 40 | Timber | Painted |  |  | 250 | 1385 | Timber | Painted | A1 | FD30s | Yes | 03a | N/A |  | 7.03 | 6.83 | 48.0149 | 1.75 | 1 | 0.5 | 121.615 | 169.6299 | SWD 150mm x 44mm 3 sided rebated frame primed
DGF47.01 | Int | UNIT A | GF.TA | Ground | 209 | L20/410A | 1150 | 2100 | 1060 | 2052 | 925 | 40 | Timber | Painted |  |  | 400 | 1385 | Timber | Painted | A1 | FD30s | Yes | 03b | N/A |  | 5.75 | 6.83 | 39.2725 | 1.75 | 1 | 0.5 | 121.615 | 160.8875 | SWD 150mm x 44mm 3 sided rebated frame primed
DGF52.01 | Ext | UNIT B | GF.TB | Ground | 101 | L20/460 | 2600 | 2435 | 1954 | 2347 | 1135 | 50 | Glazed | [5 empty] | Metal | PPC | N/A | NFR |  | 7 | N/A |  | 7.87 |  | 0 |  |  |  | 0 | 0 | By others
DGF61.01 | Int | UNIT A | GF.TA | Ground | 209 | L20/410A | 1150 | 2100 | 1060 | 2052 | 925 | 40 | Timber | Painted |  |  | 400 | 1385 | Timber | Painted | A1 | FD30s | Yes | 03b | N/A |  | 5.75 | 6.83 | 39.2725 | 1.75 | 1 | 0.5 | 121.615 | 160.8875 | SWD 150mm x 44mm 3 sided rebated frame primed
DGFTA.01 | Ext | UNIT A | GF.TA | Ground | 101 | L20/460 | 2600 | 2435 | 1954 | 2347 | 1135 | 50 | Glazed | [5 empty] | Metal | PPC | N/A | NFR |  | 7 | N/A |  | 7.87 |  | 0 |  |  |  | 0 | 0 | By others
DGFTA.02 | Ext | UNIT A | GF.TA | Ground | 101 | L20/460 | 2600 | 2435 | 1954 | 2347 | 1135 | 50 | Glazed | [5 empty] | Metal | PPC | N/A | NFR |  | 7 | N/A |  | 7.87 |  | 0 |  |  |  | 0 | 0 | By others
DGFTB.01 | Ext | UNIT B | GF.TB | Ground | 101 | L20/460 | 2600 | 2435 | 1954 | 2347 | 1135 | 50 | Glazed | [5 empty] | Metal | PPC | N/A | NFR |  | 7 | N/A |  | 7.87 |  | 0 |  |  |  | 0 | 0 | By others
DUG01.01 | Int | UNIT B | UG.TB | Ground Upper | 208 | L20/410A | 2510 | 2110 | 2420 | 2052 | 1211 | 40 | Timber | Painted |  |  | 250 | 1385 | Timber | Painted | C1 | FD30s | Yes | 01a |  |  | 7.13 | 15.77 | 112.4401 | 3.5 | 2 | 1 | 243.23 | 355.6701 | SWD 420mm x 50mm 3 sided rebated split frame primed
DUG02.01 | Int | Stair 1 | UG.02 | Ground Upper | 210 | L20/410A | 1510 | 2110 | 1420 | 2052 | 1125 | 40 | Timber | Painted |  |  | 400 | 1385 | Timber | Painted | B1 | FD60s | Yes | 01b | N/A |  | 6.13 | 23.53 | 144.2389 | 2.25 | 1 | 0.5 | 140.325 | 284.5639 | Sapele 210mm x 44mm 3 sided rebated frame primed
DUG06.01 | Int | Riser 1.1 | UG.06 | Ground Upper | 207 | L20/480A | 1010 | 2110 | 870 | 2052 | 925 | 43 | Metal | PPC |  |  |  |  | Metal | PPC | K1 | FD60s | Yes | 02a | N/A |  | 5.63 | 18.89 | 106.3507 | 2.25 | 1 | 0.5 | 140.325 | 246.6757 | Sapele 150mm x 44mm 3 sided rebated frame primed
DUG07.01 | Int | Riser 1.2 | UG.07 | Ground Upper | 207 | L20/480A | 1010 | 2110 | 870 | 2052 | 925 | 43 | Metal | PPC |  |  |  |  | Metal | PPC | K1 | FD60s | Yes | 02a | N/A |  | 5.63 | 18.89 | 106.3507 | 2.25 | 1 | 0.5 | 140.325 | 246.6757 | Sapele 150mm x 44mm 3 sided rebated frame primed
DUG08.01 | Int | Riser 1.3 | UG.08 | Ground Upper | 207 | L20/480A | 1010 | 2110 | 870 | 2052 | 925 | 43 | Metal | PPC |  |  |  |  | Metal | PPC | K1 | FD60s | Yes | 02a | N/A |  | 5.63 | 18.89 | 106.3507 | 2.25 | 1 | 0.5 | 140.325 | 246.6757 | Sapele 150mm x 44mm 3 sided rebated frame primed
DUG09.01 | Ext | CORE 2 Lobby | UG.09 | Ground Upper | 112 | L20/482A | 2220 | 2210 | 1940 | 2110 | 2120 | 70 | Glazed | [5 empty] | Metal | PPC | G1 | FD30s | Yes | 7 | N/A |  | 7.04 |  | 0 |  |  |  | 0 | 0 | By others
DUG09.02 | Int | UNIT B | UG.TB | Ground Upper | 208 | L20/410A | 2510 | 2110 | 2420 | 2052 | 1211 | 40 | Timber | Painted |  |  | 250 | 1385 | Timber | Painted | P1 | FD30s | Yes | 04a | N/A |  | 7.13 | 15.77 | 112.4401 | 3.5 | 2 | 1 | 243.23 | 355.6701 | SWD 420mm x 50mm 3 sided rebated split frame primed
DUG09.07 | Int | TENANT | UG.TB | Ground Upper | 202 | L20/410A | 1585 | 2110 | 1495 | 2052 | 1125 | 40 | Timber | Painted |  |  | 400 | 1385 | Timber | Painted | A1 | FD60s | Yes | 01b | N/A |  | 6.205 | 18.89 | 117.2125 | 2.25 | 1 | 0.5 | 140.325 | 257.5375 | Sapele 150mm x 44mm 3 sided rebated frame primed
DUG09.08 | Int | TENANT | UG.TB | Ground Upper | 202 | L20/410A | 1585 | 2110 | 1495 | 2052 | 1125 | 40 | Timber | Painted |  |  | 400 | 1385 | Timber | Painted | A1 | FD60s | Yes | 01b | N/A |  | 6.205 | 18.89 | 117.2125 | 2.25 | 1 | 0.5 | 140.325 | 257.5375 | Sapele 150mm x 44mm 3 sided rebated frame primed
DUG10.01 | Int | Stair 2 | UG.10 | Ground Upper | 202 | L20/410A | 1510 | 2100 | 1420 | 2052 | 1125 | 40 | Timber | Painted |  |  | 400 | 1385 | Timber | Painted | B1 | FD30s | Yes | 01b | N/A |  | 6.11 | 8.32 | 50.8352 | 1.75 | 1 | 0.5 | 121.615 | 172.4502 | SWD 210mm x 44mm 3 sided rebated frame primed
DUG11.01 | Int | Stair 2 Lobby | UG.11 | Ground Upper | 210 | L20/410A | 1510 | 2110 | 1420 | 2052 | 1125 | 40 | Timber | Painted |  |  | 400 | 1385 | Timber | Painted | B1 | FD60s | Yes | 01b | N/A |  | 6.13 | 23.53 | 144.2389 | 2.25 | 1 | 0.5 | 140.325 | 284.5639 | Sapele 210mm x 44mm 3 sided rebated frame primed
DUG15.01 | Int | Riser 2.1 | UG.15 | Ground Upper | 206 | L20/480A | 2010 | 2110 | 1870 | 2052 | 961 | 43 | Metal | PPC |  |  |  |  | Metal | PPC | K1 | FD60s | Yes | 02b | N/A |  | 6.63 |  | 0 |  |  |  | 0 | 0 | By others
DUG16.01 | Int | Riser 2.2 | UG.16 | Ground Upper | 207 | L20/480A | 1010 | 2110 | 870 | 2052 | 925 | 43 | Metal | PPC |  |  |  |  | Metal | PPC | K1 | FD60s | Yes | 02a | N/A |  | 5.63 | 18.89 | 106.3507 | 2.25 | 1 | 0.5 | 140.325 | 246.6757 | Sapele 150mm x 44mm 3 sided rebated frame primed
DUG17.01 | Int | CORE 3 Lobby | UG.17 | Ground Upper | 202 | L20/410A | 1585 | 2110 | 1495 | 2052 | 1125 | 40 | Timber | Painted |  |  | 400 | 1385 | Timber | Painted | C1 | FD60s | Yes | 01b | N/A |  | 6.205 | 46.76 | 290.1458 | 4 | 2 | 1 | 261.94 | 552.0858 | Sapele 420mm x 50mm 3 sided rebated split frame primed
DUG18.01 | Int | Stair 3 | UG.18 | Ground Upper | 202 | L20/410A | 1585 | 2110 | 1495 | 2052 | 1125 | 40 | Timber | Painted |  |  | 400 | 1385 | Timber | Painted | B1 | FD30s | Yes | 01b | N/A |  | 6.205 | 8.32 | 51.6256 | 1.75 | 1 | 0.5 | 121.615 | 173.2406 | SWD 210mm x 44mm 3 sided rebated frame primed
DUG20.01 | Int | Riser 3.1 | UG.20 | Ground Upper | 206 | L20/480A | 1810 | 2110 | 1670 | 2052 | 861 | 43 | Metal | PPC |  |  |  |  | Metal | PPC | K1 | FD60s | Yes | 02b | N/A |  | 6.43 |  | 0 |  |  |  | 0 | 0 | By others
DUG21.01 | Int | Plant Room 1 | UG.28 | Ground Upper | 214 | L20/410A | 2210 | 2110 | 2120 | 2052 | 1061 | 40 | Timber | Painted |  |  | 250 | 1385 | Timber | Painted | A1 | FD60s | Yes | 08c | N/A |  | 6.83 | 18.89 | 129.0187 | 2.25 | 1 | 0.5 | 140.325 | 269.3437 | Sapele 150mm x 44mm 3 sided rebated frame primed
DUG21.02 | Int | CORE 4 Lobby | UG.21 | Ground Upper | 213 | L20/410A | 2410 | 2110 | 2320 | 2052 | 1161 | 40 | Timber | Painted |  |  | 250 | 1385 | Timber | Painted | A1 | FD30s | Yes | 04a | N/A |  | 7.03 | 6.83 | 48.0149 | 1.75 | 1 | 0.5 | 121.615 | 169.6299 | SWD 150mm x 44mm 3 sided rebated frame primed
DUG21.03 | Int | CORE 4 Lobby | UG.21 | Ground Upper | 213 | L20/410A | 2210 | 2100 | 2120 | 2052 | 1061 | 40 | Timber | Painted |  |  | 250 | 1385 | Timber | Painted | A1 | FD30s | Yes | 04a | N/A |  | 6.81 | 6.83 | 46.5123 | 1.75 | 1 | 0.5 | 121.615 | 168.1273 | SWD 150mm x 44mm 3 sided rebated frame primed
DUG22.01 | Int | CORE 4 Lobby | UG.21 | Ground Upper | 202 | L20/410A | 1585 | 2110 | 1495 | 2052 | 1125 | 40 | Timber | Painted |  |  | 400 | 1385 | Timber | Painted | B1 | FD60s | Yes | 01b | N/A |  | 6.205 | 23.53 | 146.0037 | 2.25 | 1 | 0.5 | 140.325 | 286.3287 | Sapele 210mm x 44mm 3 sided rebated frame primed
DUG27.01 | Int | Service Corridor 10 Lobby | UG.35 | Ground Upper | 209 | L20/410A | 1150 | 2100 | 1060 | 2052 | 925 | 40 | Timber | Painted |  |  | 400 | 1385 | Timber | Painted | A1 | FD30s | No | 04b | N/A |  | 5.75 | 6.83 | 39.2725 | 1.75 | 1 | 0.5 | 121.615 | 160.8875 | SWD 150mm x 44mm 3 sided rebated frame primed
DUG28.01 | Int | Plant Room 1 | UG.28 | Ground Upper | 207 | L20/410A | 1010 | 2110 | 920 | 2052 | 925 | 40 | Timber | Painted |  |  | 400 | 1385 | Timber | Painted | A1 | FD60s | Yes | 08a | N/A |  | 5.63 | 18.89 | 106.3507 | 2.25 | 1 | 0.5 | 140.325 | 246.6757 | Sapele 150mm x 44mm 3 sided rebated frame primed
DUG32.02 | Int | Service Corridor 10 Lobby | UG.35 | Ground Upper | 209 | L20/410A | 1150 | 2100 | 1060 | 2052 | 925 | 40 | Timber | Painted |  |  | 400 | 1385 | Timber | Painted | A1 | FD30s | Yes | 03b | N/A |  | 5.75 | 6.83 | 39.2725 | 1.75 | 1 | 0.5 | 121.615 | 160.8875 | SWD 150mm x 44mm 3 sided rebated frame primed
DUG34.01 | Int | WC | UG.34 | Ground Upper | 207 | L20/410A | 1010 | 2110 | 920 | 2052 | 925 | 40 | Timber | Painted |  |  | 400 | 1385 | Timber | Painted | A1 | FD60s | Yes | 08a | N/A |  | 5.63 | 18.89 | 106.3507 | 2.25 | 1 | 0.5 | 140.325 | 246.6757 | Sapele 150mm x 44mm 3 sided rebated frame primed
DUG54.01 | Int | UNIT B | UG.TB | Ground Upper | 206 | L20/480A | 1810 | 2110 | 1670 | 2052 | 861 | 43 | Metal | PPC |  |  |  |  | Metal | PPC | H1 | FD60s | No | 02b | N/A |  | 6.43 |  | 0 |  |  |  | 0 | 0 | By others
DUGTB.01 | Ext | Unit B | UG.TB | Ground Upper | 102 | L20 | 2200 | 2410 | 2100 | 2305 | 1152 | 50 | Glazed | [5 empty] | Metal | PPC | N/A | NFR |  | 7 | N/A |  | 7.42 |  | 0 |  |  |  | 0 | 0 | By others
DUGTB.02 | Ext | Unit B | UG.TB | Ground Upper | 102 | L20 | 2200 | 2410 | 2100 | 2305 | 1152 | 50 | Glazed | [5 empty] | Metal | PPC | N/A | NFR |  | 7 | N/A |  | 7.42 |  | 0 |  |  |  | 0 | 0 | By others
DGFR1.01 | Ext | PUMP HOUSE | GFR1.01 | Sprinkler Pump | 211 | L20/480A | 2310 | 2110 | 2108 | 2052 | 1125 | 43 | Metal | PPC |  |  |  |  | Metal | PPC | Q1 | FD120 | No | TBC | N/A |  | 6.93 |  | 0 |  |  |  | 0 | 0 | By others
DGFR1.02 | Ext | Ramp 1 Centre | GFR1.02 | Sprinkler Pump | 212 | L20/480A | 1110 | 2100 | 970 | 2052 | 925 | 43 | Metal | PPC |  |  |  |  | Metal | PPC | Q1 | FD120 | No | TBC | N/A |  | 5.71 |  | 0 |  |  |  | 0 | 0 | By others
DGFR2.01 | Ext | Spiral Ramp 2 Centre | GFR2.01 | Sprinkler Pump |  |  | 1250 | 2100 |  |  |  | 44 | [8 empty] | R1 |  |  | TBC | N/A | Gate in fence | 5.85 |  | 0 |  |  |  | 0 | 0 | By others
DGFR2.02 | Ext | Spiral Ramp 2 Centre | GFR2.01 | Sprinkler Pump |  |  | 1250 | 1910 |  |  |  | 44 | [8 empty] | R1 |  |  | TBC | N/A | Gate in fence | 5.47 |  | 0 |  |  |  | 0 | 0 | By others
D01P1.01 | Ext | COMMS | 01.P2 | Parking Level 1 | 211 | L20/480A | 1810 | 2110 | 1670 | 2052 | 861 | 43 | Metal | PPC |  |  |  |  | Metal | PPC | H1 | FD120s | Yes | 08d | N/A |  | 6.43 |  | 0 |  |  |  | 0 | 0 | By others
D01P2.01 | Ext | PLANT SPACE | 01.P4 | Parking Level 1 | 211 | L20/480A | 1810 | 2110 | 1670 | 2052 | 861 | 43 | Metal | PPC |  |  |  |  | Metal | PPC | H1 | FD120s | Yes | 08d | N/A |  | 6.43 |  | 0 |  |  |  | 0 | 0 | By others
D01P2.02 | Int | COMMS | 01.P2 | Parking Level 1 | 212 | L20/480A | 1110 | 2100 | 970 | 2052 | 925 | 43 | Metal | PPC |  |  |  |  | Metal | PPC | H1 | FD120s | Yes | 08b | N/A |  | 5.71 |  | 0 |  |  |  | 0 | 0 | By others
D01P3.01 | Int | COMMS | 01.P2 | Parking Level 1 | 212 | L20/480A | 1110 | 2100 | 970 | 2052 | 925 | 43 | Metal | PPC |  |  |  |  | Metal | PPC | H1 | FD120s | Yes | 08b | N/A |  | 5.71 |  | 0 |  |  |  | 0 | 0 | By others
D0101.01 | Ext | CORE 1 Lobby | 1.01 | Parking Level 1 | 205 | L20/410A | 1010 (see comments) | 2110 (see comments) | 870 | 2052 | 925 | 43 | Timber | Painted |  |  |  |  | Timber | Painted | B1 | FD30s | Yes | 01c | N/A | Structural Opening Width: Door + Fixed Glazing Panel 2510 | 5.6 | 8.32 | 46.592 | 1.75 | 1 | 0.5 | 121.615 | 2383.7354 | SWD 210mm x 44mm 3 sided door frame & 4 sided screen all peimed. Glass to screen glazed on site by our glazers.
D0102.01 | Int | Stair 1 | 1.02 | Parking Level 1 | 201 | L20/410A | 1010 | 2110 | 920 | 2052 | 925 | 40 | Timber | Painted |  |  | 250 | VARIES | Timber | Painted | B1 | FD60s | Yes | 01c | N/A |  | 5.63 | 23.53 | 132.4739 | 2.25 | 1 | 0.5 | 140.325 | 272.7989 | Sapele 210mm x 44mm 3 sided rebated frame primed
D0106.01 | Int | Riser 1.1 | 1.06 | Parking Level 1 | 204 | L20/480A | 1010 | 2110 | 870 | 2052 | 925 | 43 | Metal | PPC |  |  |  |  | Metal | PPC | H2 | FD60 | No | 02a | N/A |  | 5.63 |  | 0 |  |  |  | 0 | 0 | By others
D0110.01 | Int | Stair 2 | 1.1 | Parking Level 1 | 201 | L20/410A | 1010 | 2100 | 920 | 2052 | 925 | 40 | Timber | Painted |  |  | 250 | VARIES | Timber | Painted | B1 | FD30s | Yes | 01c | N/A |  | 5.61 | 8.32 | 46.6752 | 2.25 | 1 | 0.5 | 140.325 | 187.0002 | SWD 210mm x 44mm 3 sided rebated frame primed
D0111.01 | Int | Stair 2 Lobby | 1.11 | Parking Level 1 | 201 | L20/410A | 1010 | 2110 | 920 | 2052 | 925 | 40 | Timber | Painted |  |  | 250 | VARIES | Timber | Painted | B1 | FD60s | Yes | 01c | N/A |  | 5.63 | 23.53 | 132.4739 | 2.25 | 1 | 0.5 | 140.325 | 272.7989 | Sapele 210mm x 44mm 3 sided rebated frame primed
D0115.01 | Ext | Riser 2.1 | 1.15 | Parking Level 1 | 206 | L20/480A | 2010 | 2110 | 1870 | 2052 | 961 | 43 | Metal | PPC |  |  |  |  | Metal | PPC | H2 | FD60 | No | 02b | N/A |  | 6.63 |  | 0 |  |  |  | 0 | 0 | By others
D0116.01 | Int | Riser 2.2 | 1.16 | Parking Level 1 | 204 | L20/480A | 1010 | 2110 | 870 | 2052 | 925 | 43 | Metal | PPC |  |  |  |  | Metal | PPC | H2 | FD60 | No | 02a | N/A |  | 5.63 |  | 0 |  |  |  | 0 | 0 | By others
D0117.01 | Int | CORE 3 Lobby | 1.17 | Parking Level 1 | 201 | L20/410A | 1100 | 2110 | 1010 | 2052 | 925 | 40 | Timber | Painted |  |  | 250 | VARIES | Timber | Painted | B1 | FD60s | Yes | 01c | N/A |  | 5.72 | 23.53 | 134.5916 | 2.25 | 1 | 0.5 | 140.325 | 274.9166 | Sapele 210mm x 44mm 3 sided rebated frame primed
D0118.01 | Int | Stair 3 | 1.18 | Parking Level 1 | 201 | L20/410A | 1010 | 2100 | 920 | 2052 | 925 | 40 | Timber | Painted |  |  | 250 | VARIES | Timber | Painted | B1 | FD30s | Yes | 01c | N/A |  | 5.61 | 8.32 | 46.6752 | 1.75 | 1 | 0.5 | 121.615 | 168.2902 | SWD 210mm x 44mm 3 sided rebated frame primed
D0120.01 | Int | Riser 3.1 | 1.2 | Parking Level 1 | 206 | L20/480A | 1810 | 2110 | 1670 | 2052 | 861 | 43 | Metal | PPC |  |  |  |  | Metal | PPC | H2 | FD60s | No | 02b | N/A |  | 6.43 |  | 0 |  |  |  | 0 | 0 | By others
D0121.01 | Ext | Car Park Level 01 | 1.21 | Parking Level 1 | 109 | L20/480A | 1010 | 2110 | 870 | 2052 | 925 | 43 | Metal | PPC |  |  |  |  | Metal | PPC | H2 | FD120s | Yes | 08b | N/A | Access to canopy | 5.63 |  | 0 |  |  |  | 0 | 0 | By others
D0121.02 | Ext | Car Park Level 01 | 1.21 | Parking Level 1 | 211 | L20/480A | 1810 | 2110 | 1670 | 2052 | 861 | 43 | Metal | PPC |  |  |  |  | Metal | PPC | H2 | FD120s | Yes | 9 | N/A | Pedestrian access to Hotel. Door operation / use required | 6.43 |  | 0 |  |  |  | 0 | 0 | By others
D0121.03 | Ext | Car Park Level 01 | 1.21 | Parking Level 1 | 107 | L20 | 1250 | 2200 |  |  |  | 50 | Metal | PPC |  |  |  |  | Metal | PPC | N/A (BY MAPLE) | NFR |  | 10 | N/A | Fin Panel access door to Core 04 Roof | 6.05 |  | 0 |  |  |  | 0 | 0 | By others
D0121.04 | Ext | PLANT SPACE | 01.P4 | Parking Level 1 | 215 | L20/480A | 1010 | 2110 | 870 | 2052 | 925 | 43 | Metal | PPC |  |  |  |  | Metal | PPC | H1 | FD60s | Yes | 08b | N/A |  | 5.63 |  | 0 |  |  |  | 0 | 0 | By others
D0121.05 | Ext | Car Park Level 01 | 1.21 | Parking Level 1 | 110 | L20 | 1250 | 2200 |  |  |  | 50 | Metal | PPC |  |  |  |  | Metal | PPC | N/A (BY MAPLE) | NFR |  | 10 | N/A | High level hinged panel to catering ducts | 6.05 |  | 0 |  |  |  | 0 | 0 | By others
D0121.06 | Ext | Car Park Level 01 | 1.21 | Parking Level 1 | 110 | L20 | 2500 | 2200 |  |  |  | 50 | Metal | PPC |  |  |  |  | Metal | PPC | N/A (BY MAPLE) | NFR |  | 10 | N/A | High level hinged panel to catering ducts | 7.3 |  | 0 |  |  |  | 0 | 0 | By others
D0201.01 | Ext | CORE 1 Lobby | 2.01 | Parking Level 2 | 205 | L20/410A | 1010 (see comments) | 2110 (see comments) | 870 | 2052 | 925 | 43 | Timber | Painted |  |  |  |  | Timber | Painted | B1 | FD30s | Yes | 01c | N/A | Structural Opening Width: Door + Fixed Glazing Panel 2510 | 5.6 | 8.32 | 46.592 | 1.75 | 1 | 0.5 | 121.615 | 2383.7354 | SWD 210mm x 44mm 3 sided door frame & 4 sided screen all peimed. Glass to screen glazed on site by our glazers.
D0202.01 | Int | Stair 1 | 2.02 | Parking Level 2 | 201 | L20/410A | 1010 | 2110 | 920 | 2052 | 925 | 40 | Timber | Painted |  |  | 250 | VARIES | Timber | Painted | B1 | FD60s | Yes | 01c | N/A |  | 5.63 | 23.53 | 132.4739 | 2.25 | 1 | 0.5 | 140.325 | 272.7989 | Sapele 210mm x 44mm 3 sided rebated frame primed
D0206.01 | Int | Riser 1.1 | 2.06 | Parking Level 2 | 204 | L20/480A | 1010 | 2110 | 870 | 2052 | 925 | 43 | Metal | PPC |  |  |  |  | Metal | PPC | H2 | FD60 | No | 02a | N/A |  | 5.63 |  | 0 |  |  |  | 0 | 0 | By others
D0208.01 | Int | Riser 1.3 | 2.08 | Parking Level 2 | 204 | L20/480A | 1010 (see comments) | 2110 (see comments) | 870 | 2052 | 925 | 43 | Metal | PPC |  |  |  |  | Metal | PPC | H2 | FD60 | No | 02a | N/A | Builder's work structural opening Height 2260 from SSL | #VALUE! |  | #VALUE! |  |  |  | 0 | 0 | By others
D0210.01 | Int | Stair 2 | 2.1 | Parking Level 2 | 201 | L20/410A | 1010 | 2100 | 920 | 2052 | 925 | 40 | Timber | Painted |  |  | 250 | VARIES | Timber | Painted | B1 | FD30s | Yes | 01c | N/A |  | 5.61 | 8.32 | 46.6752 | 1.75 | 1 | 0.5 | 121.615 | 168.2902 | SWD 210mm x 44mm 3 sided rebated frame primed
D0211.01 | Int | Stair 2 Lobby | 2.11 | Parking Level 2 | 201 | L20/410A | 1010 | 2110 | 920 | 2052 | 925 | 40 | Timber | Painted |  |  | 250 | VARIES | Timber | Painted | B1 | FD60s | Yes | 01c | N/A |  | 5.63 | 23.53 | 132.4739 | 2.25 | 1 | 0.5 | 140.325 | 272.7989 | Sapele 210mm x 44mm 3 sided rebated frame primed
D0215.01 | Ext | Riser 2.1 | 2.15 | Parking Level 2 | 206 | L20/480A | 2010 | 2110 | 1870 | 2052 | 961 | 43 | Metal | PPC |  |  |  |  | Metal | PPC | H2 | FD60 | No | 02b | N/A |  | 6.63 |  | 0 |  |  |  | 0 | 0 | By others
D0216.01 | Int | Riser 2.2 | 2.16 | Parking Level 2 | 204 | L20/480A | 1010 | 2110 | 870 | 2052 | 925 | 43 | Metal | PPC |  |  |  |  | Metal | PPC | H2 | FD60 | No | 02a | N/A |  | 5.63 |  | 0 |  |  |  | 0 | 0 | By others
D0217.01 | Int | CORE 3 Lobby | 2.17 | Parking Level 2 | 201 | L20/410A | 1100 | 2110 | 1010 | 2052 | 925 | 40 | Timber | Painted |  |  | 250 | VARIES | Timber | Painted | B1 | FD60s | Yes | 01c | N/A |  | 5.72 | 23.53 | 134.5916 | 2.25 | 1 | 0.5 | 140.325 | 274.9166 | Sapele 210mm x 44mm 3 sided rebated frame primed
D0218.01 | Int | Stair 3 | 2.18 | Parking Level 2 | 201 | L20/410A | 1010 | 2100 | 920 | 2052 | 925 | 40 | Timber | Painted |  |  | 250 | VARIES | Timber | Painted | B1 | FD30s | Yes | 01c | N/A |  | 5.61 | 8.32 | 46.6752 | 1.75 | 1 | 0.5 | 121.615 | 168.2902 | SWD 210mm x 44mm 3 sided rebated frame primed
D0220.01 | Int | Riser 3.1 | 2.2 | Parking Level 2 | 206 | L20/480A | 1810 | 2110 | 1670 | 2052 | 861 | 43 | Metal | PPC |  |  |  |  | Metal | PPC | H2 | FD60 | No | 02b | N/A |  | 6.43 |  | 0 |  |  |  | 0 | 0 | By others
D0221.01 | Ext | Car Park Level 02 | 2.21 | Parking Level 2 | 110 | L20 | 1250 | 2200 |  |  |  | 50 | Metal | PPC |  |  |  |  | Metal | PPC | N/A (BY MAPLE) | NFR |  | 10 | N/A | Link Bridge access to maintenance area | 6.05 |  | 0 |  |  |  | 0 | 0 | By others
D0221.02 | Ext | Car Park Level 02 | 2.21 | Parking Level 2 | 110 | L20 | 2500 | 2200 |  |  |  | 50 | Metal | PPC |  |  |  |  | Metal | PPC | N/A (BY MAPLE) | NFR |  | 10 | N/A | High level hinged panel to catering ducts | 7.3 |  | 0 |  |  |  | 0 | 0 | By others
D0222.01 | Ext | Link Bridge | 2.22 | Parking Level 2 | 108 | L20 | 2440 | 2200 |  |  |  | 50 | Metal | PPC |  |  |  |  | Metal | PPC | N/A (BY MAPLE) | NFR |  |  | N/A | High level hinged panel to catering ducts | 7.24 |  | 0 |  |  |  | 0 | 0 | By others
D0236.06 | Int | Peacocks | 2.36 | Parking Level 2 | 210 | L20/410A | 1510 | 2110 | 1420 | 2052 | 1100 | 40 | Metal | PPC |  |  | 250 | VARIES | Metal | PPC | A1 | FD60s |  | 08c | N/A |  | 6.13 | 18.89 | 115.7957 | 2.25 | 1 | 0.5 | 140.325 | 256.1207 | Sapele 150mm x 44mm 3 sided rebated frame primed
D0301.01 | Ext | CORE 1 Lobby | 3.01 | Parking Level 3 | 205 | L20/410A | 1010 (see comments) | 2110 (see comments) | 870 | 2052 | 925 | 43 | Timber | Painted |  |  |  |  | Timber | Painted | B1 | FD30s | Yes | 01c | N/A | Structural Opening Width: Door + Fixed Glazing Panel 2510 | 5.6 | 8.32 | 46.592 | 1.75 | 1 | 0.5 | 121.615 | 2383.7354 | SWD 210mm x 44mm 3 sided door frame & 4 sided screen all peimed. Glass to screen glazed on site by our glazers.
D0302.01 | Int | Stair 1 | 3.02 | Parking Level 3 | 201 | L20/410A | 1010 | 2110 | 920 | 2052 | 925 | 40 | Timber | Painted |  |  | 250 | VARIES | Timber | Painted | B1 | FD60s | Yes | 01c | N/A |  | 5.63 | 23.53 | 132.4739 | 2.25 | 1 | 0.5 | 140.325 | 272.7989 | Sapele 210mm x 44mm 3 sided rebated frame primed
D0306.01 | Int | Riser 1.1 | 3.06 | Parking Level 3 | 204 | L20/480A | 1010 | 2110 | 870 | 2052 | 925 | 43 | Metal | PPC |  |  |  |  | Metal | PPC | H2 | FD60 | No | 02a | N/A |  | 5.63 |  | 0 |  |  |  | 0 | 0 | By others
D0308.01 | Int | Riser 1.3 | 3.08 | Parking Level 3 | 204 | L20/480A | 1010 | 2110 | 870 | 2052 | 925 | 43 | Metal | PPC |  |  |  |  | Metal | PPC | H2 | FD60 | No | 02a | N/A |  | 5.63 |  | 0 |  |  |  | 0 | 0 | By others
D0310.01 | Int | Stair 2 | 3.1 | Parking Level 3 | 201 | L20/410A | 1010 | 2100 | 920 | 2052 | 925 | 40 | Timber | Painted |  |  | 250 | VARIES | Timber | Painted | B1 | FD30s | Yes | 01c | N/A |  | 5.61 | 8.32 | 46.6752 | 1.75 | 1 | 0.5 | 121.615 | 168.2902 | SWD 210mm x 44mm 3 sided rebated frame primed
D0311.01 | Int | Stair 2 Lobby | 3.11 | Parking Level 3 | 201 | L20/410A | 1010 | 2110 | 920 | 2052 | 925 | 40 | Timber | Painted |  |  | 250 | VARIES | Timber | Painted | B1 | FD60s | Yes | 01c | N/A |  | 5.63 | 23.53 | 132.4739 | 2.25 | 1 | 0.5 | 140.325 | 272.7989 | Sapele 210mm x 44mm 3 sided rebated frame primed
D0315.01 | Ext | Riser 2.1 | 3.15 | Parking Level 3 | 206 | L20/480A | 2010 | 2110 | 1870 | 2052 | 961 | 43 | Metal | PPC |  |  |  |  | Metal | PPC | H2 | FD60 | No | 02b | N/A |  | 6.63 |  | 0 |  |  |  | 0 | 0 | By others
D0316.01 | Int | Riser 2.2 | 3.16 | Parking Level 3 | 204 | L20/480A | 1010 | 2110 | 870 | 2052 | 925 | 43 | Metal | PPC |  |  |  |  | Metal | PPC | H2 | FD60 | No | 02a | N/A |  | 5.63 |  | 0 |  |  |  | 0 | 0 | By others
D0317.01 | Int | CORE 3 Lobby | 3.17 | Parking Level 3 | 201 | L20/410A | 1100 | 2110 | 1010 | 2052 | 925 | 40 | Timber | Painted |  |  | 250 | VARIES | Timber | Painted | B1 | FD60s | Yes | 01c | N/A |  | 5.72 | 23.53 | 134.5916 | 2.25 | 1 | 0.5 | 140.325 | 274.9166 | Sapele 210mm x 44mm 3 sided rebated frame primed
D0318.01 | Int | Stair 3 | 3.18 | Parking Level 3 | 201 | L20/410A | 1010 | 2100 | 920 | 2052 | 925 | 40 | Timber | Painted |  |  | 250 | VARIES | Timber | Painted | B1 | FD30s | Yes | 01c | N/A |  | 5.61 | 8.32 | 46.6752 | 1.75 | 1 | 0.5 | 121.615 | 168.2902 | SWD 210mm x 44mm 3 sided rebated frame primed
D0320.01 | Int | Riser 3.1 | 3.2 | Parking Level 3 | 206 | L20/480A | 1810 | 2110 | 1670 | 2052 | 861 | 43 | Metal | PPC |  |  |  |  | Metal | PPC | H2 | FD60 | No | 02b | N/A |  | 6.43 |  | 0 |  |  |  | 0 | 0 | By others
D0321.01 | Ext | Car Park Level 03 | 3.21 | Parking Level 3 | 110 | L20 | 1250 | 2200 |  |  |  | 50 | Metal | PPC |  |  |  |  | Metal | PPC | N/A (BY MAPLE) | NFR |  | 10 | N/A | High level hinged panel to catering ducts | 6.05 |  | 0 |  |  |  | 0 | 0 | By others
D0321.02 | Ext | Car Park Level 03 | 3.21 | Parking Level 3 | 110 | L20 | 2500 | 2200 |  |  |  | 50 | Metal | PPC |  |  |  |  | Metal | PPC | N/A (BY MAPLE) | NFR |  | 10 | N/A | High level hinged panel to catering ducts | 7.3 |  | 0 |  |  |  | 0 | 0 | By others
D0401.01 | Ext | Core 1 Lobby | 4.01 | Parking Level 4 | 205 | L20/410A | 1010 (see comments) | 2110 (see comments) | 870 | 2052 | 925 | 43 | Timber | Painted |  |  |  |  | Timber | Painted | B1 | FD30s | Yes | 01c | N/A | Structural Opening Width: Door + Fixed Glazing Panel 2510 | 5.6 | 8.32 | 46.592 | 1.75 | 1 | 0.5 | 121.615 | 2383.7354 | SWD 210mm x 44mm 3 sided door frame & 4 sided screen all peimed. Glass to screen glazed on site by our glazers.
D0402.01 | Int | Stair 1 | 4.02 | Parking Level 4 | 201 | L20/410A | 1010 | 2110 | 920 | 2052 | 925 | 40 | Timber | Painted |  |  | 250 | VARIES | Timber | Painted | B1 | FD60s | Yes | 01c | N/A |  | 5.63 | 23.53 | 132.4739 | 2.25 | 1 | 0.5 | 140.325 | 272.7989 | Sapele 210mm x 44mm 3 sided rebated frame primed
D0406.01 | Int | Riser 1.1 | 4.06 | Parking Level 4 | 204 | L20/480A | 1010 | 2110 | 870 | 2052 | 925 | 43 | Metal | PPC |  |  |  |  | Metal | PPC | H2 | FD60 | No | 02a | N/A |  | 5.63 |  | 0 |  |  |  | 0 | 0 | By others
D0407.01 | Int | Riser 1.2 | 4.07 | Parking Level 4 | 204 | L20/480A | 1010 | 2110 | 870 | 2052 | 925 | 43 | Metal | PPC |  |  |  |  | Metal | PPC | H2 | FD60 | Yes | 02a | N/A |  | 5.63 |  | 0 |  |  |  | 0 | 0 | By others
D0408.01 | Int | Riser 1.3 | 4.08 | Parking Level 4 | 204 | L20/480A | 1010 | 2110 | 870 | 2052 | 925 | 43 | Metal | PPC |  |  |  |  | Metal | PPC | H2 | FD60 | No | 02a | N/A |  | 5.63 |  | 0 |  |  |  | 0 | 0 | By others
D0410.01 | Int | Stair 2 | 4.1 | Parking Level 4 | 201 | L20/410A | 1010 | 2100 | 920 | 2052 | 925 | 40 | Timber | Painted |  |  | 250 | VARIES | Timber | Painted | B1 | FD30s | Yes | 01c | N/A |  | 5.61 | 8.32 | 46.6752 | 1.75 | 1 | 0.5 | 121.615 | 168.2902 | SWD 210mm x 44mm 3 sided rebated frame primed
D0411.01 | Int | Stair 2 Lobby | 4.11 | Parking Level 4 | 201 | L20/410A | 1010 | 2110 | 920 | 2052 | 925 | 40 | Timber | Painted |  |  | 250 | VARIES | Timber | Painted | B1 | FD60s | Yes | 01c | N/A |  | 5.63 | 23.53 | 132.4739 | 2.25 | 1 | 0.5 | 140.325 | 272.7989 | Sapele 210mm x 44mm 3 sided rebated frame primed
D0415.01 | Ext | Riser 2.1 | 4.15 | Parking Level 4 | 206 | L20/480A | 2010 | 2110 | 1870 | 2052 | 961 | 43 | Metal | PPC |  |  |  |  | Metal | PPC | H2 | FD60 | No | 02b | N/A |  | 6.63 |  | 0 |  |  |  | 0 | 0 | By others
D0416.01 | Int | Riser 2.2 | 4.16 | Parking Level 4 | 204 | L20/480A | 1010 | 2110 | 870 | 2052 | 925 | 43 | Metal | PPC |  |  |  |  | Metal | PPC | H2 | FD60 | No | 02a | N/A |  | 5.63 |  | 0 |  |  |  | 0 | 0 | By others
D0417.01 | Int | Core 3 Lobby | 4.17 | Parking Level 4 | 201 | L20/410A | 1100 | 2110 | 1010 | 2052 | 925 | 40 | Timber | Painted |  |  | 250 | VARIES | Timber | Painted | B1 | FD60s | Yes | 01c | N/A |  | 5.72 | 23.53 | 134.5916 | 2.25 | 1 | 0.5 | 140.325 | 274.9166 | Sapele 210mm x 44mm 3 sided rebated frame primed
D0418.01 | Int | Stair 3 | 4.18 | Parking Level 4 | 201 | L20/410A | 1010 | 2100 | 920 | 2052 | 925 | 40 | Timber | Painted |  |  | 250 | VARIES | Timber | Painted | B1 | FD30s | Yes | 01c | N/A |  | 5.61 | 8.32 | 46.6752 | 1.75 | 1 | 0.5 | 121.615 | 168.2902 | SWD 210mm x 44mm 3 sided rebated frame primed
D0420.01 | Int | Riser 3.1 | 4.2 | Parking Level 4 | 206 | L20/480A | 1810 | 2110 | 1670 | 2052 | 861 | 43 | Metal | PPC |  |  |  |  | Metal | PPC | H2 | FD60 | No | 02a | N/A |  | 6.43 |  | 0 |  |  |  | 0 | 0 | By others
D0421.01 | Ext | Car Park Level 04 | 4.21 | Parking Level 4 | 110 | L20 | 1250 | 2200 |  |  |  | 50 | Metal | PPC |  |  |  |  | Metal | PPC | N/A (BY MAPLE) | NFR |  | 10 | N/A | High level hinged panel to catering ducts | 6.05 |  | 0 |  |  |  | 0 | 0 | By others
D0421.02 | Ext | Car Park Level 04 | 4.21 | Parking Level 4 | 110 | L20 | 2500 | 2200 |  |  |  | 50 | Metal | PPC |  |  |  |  | Metal | PPC | N/A (BY MAPLE) | NFR |  | 10 | N/A | High level hinged panel to catering ducts | 7.3 |  | 0 |  |  |  | 0 | 0 | By others
D0501.01 | Ext | CORE 1 Lobby | 5.01 | Parking Level 5 | 205 | L20/410A | 1010 (see comments) | 2110 (see comments) | 870 | 2052 | 925 | 43 | Timber | Painted |  |  |  |  | Timber | Painted | B1 | FD30s | Yes | 01c | N/A | Structural Opening Width: Door + Fixed Glazing Panel 2510 | 5.6 | 8.32 | 46.592 | 1.75 | 1 | 0.5 | 121.615 | 2383.7354 | SWD 210mm x 44mm 3 sided door frame & 4 sided screen all peimed. Glass to screen glazed on site by our glazers.
D0502.01 | Int | Stair 1 | 5.02 | Parking Level 5 | 201 | L20/410A | 1010 | 2110 | 920 | 2052 | 925 | 40 | Timber | Painted |  |  | 250 | VARIES | Timber | Painted | B1 | FD60s | Yes | 01c | N/A |  | 5.63 | 23.53 | 132.4739 | 2.25 | 1 | 0.5 | 140.325 | 272.7989 | Sapele 210mm x 44mm 3 sided rebated frame primed
D0506.01 | Int | Riser 1.1 | 5.06 | Parking Level 5 | 204 | L20/480A | 1010 | 2110 | 870 | 2052 | 925 | 43 | Metal | PPC |  |  |  |  | Metal | PPC | H2 | FD60 | No | 02a | N/A |  | 5.63 |  | 0 |  |  |  | 0 | 0 | By others
D0507.01 | Int | Riser 1.2 | 5.07 | Parking Level 5 | 204 | L20/480A | 1010 | 2110 | 870 | 2052 | 925 | 43 | Metal | PPC |  |  |  |  | Metal | PPC | H2 | FD60 | No | 02a | N/A |  | 5.63 |  | 0 |  |  |  | 0 | 0 | By others
D0508.01 | Int | Riser 1.3 | 5.08 | Parking Level 5 | 204 | L20/480A | 1010 | 2110 | 870 | 2052 | 925 | 43 | Metal | PPC |  |  |  |  | Metal | PPC | H2 | FD60 | No | 02a | N/A |  | 5.63 |  | 0 |  |  |  | 0 | 0 | By others
D0510.01 | Int | Stair 2 | 5.1 | Parking Level 5 | 201 | L20/410A | 1010 | 2100 | 920 | 2052 | 925 | 40 | Timber | Painted |  |  | 250 | VARIES | Timber | Painted | B1 | FD30s | Yes | 01c | N/A |  | 5.61 | 8.32 | 46.6752 | 1.75 | 1 | 0.5 | 121.615 | 168.2902 | SWD 210mm x 44mm 3 sided rebated frame primed
D0511.01 | Int | Stair 2 Lobby | 5.11 | Parking Level 5 | 201 | L20/410A | 1010 | 2110 | 920 | 2052 | 925 | 40 | Timber | Painted |  |  | 250 | VARIES | Timber | Painted | B1 | FD60s | Yes | 01c | N/A |  | 5.63 | 23.53 | 132.4739 | 2.25 | 1 | 0.5 | 140.325 | 272.7989 | Sapele 210mm x 44mm 3 sided rebated frame primed
D0515.01 | Ext | Riser 2.1 | 5.15 | Parking Level 5 | 206 | L20/480A | 2010 | 2110 | 1870 | 2052 | 961 | 43 | Metal | PPC |  |  |  |  | Metal | PPC | H2 | FD60 | No | 02b | N/A |  | 6.63 |  | 0 |  |  |  | 0 | 0 | By others
D0516.01 | Int | Riser 2.2 | 5.16 | Parking Level 5 | 204 | L20/480A | 1010 | 2110 | 870 | 2052 | 925 | 43 | Metal | PPC |  |  |  |  | Metal | PPC | H2 | FD60 | No | 02a | N/A |  | 5.63 |  | 0 |  |  |  | 0 | 0 | By others
D0517.01 | Int | Core 3 Lobby | 5.17 | Parking Level 5 | 201 | L20/410A | 1100 | 2110 | 1010 | 2052 | 925 | 40 | Timber | Painted |  |  | 250 | VARIES | Timber | Painted | B1 | FD60s | Yes | 01c | N/A |  | 5.72 | 23.53 | 134.5916 | 2.25 | 1 | 0.5 | 140.325 | 274.9166 | Sapele 210mm x 44mm 3 sided rebated frame primed
D0518.01 | Int | Stair 3 | 5.18 | Parking Level 5 | 201 | L20/410A | 1010 | 2100 | 920 | 2052 | 925 | 40 | Timber | Painted |  |  | 250 | VARIES | Timber | Painted | B1 | FD30s | Yes | 01c | N/A |  | 5.61 | 8.32 | 46.6752 | 1.75 | 1 | 0.5 | 121.615 | 168.2902 | SWD 210mm x 44mm 3 sided rebated frame primed
D0520.01 | Int | Riser 3.1 | 5.2 | Parking Level 5 | 206 | L20/480A | 1810 | 2110 | 1670 | 2052 | 861 | 43 | Metal | PPC |  |  |  |  | Metal | PPC | H2 | FD60 | No | 02b | N/A |  | 6.43 |  | 0 |  |  |  | 0 | 0 | By others
D0521.01 | Ext | Car Park Level 05 | 5.21 | Parking Level 5 | 110 | L20 | 1250 | 2200 |  |  |  | 50 | Metal | PPC |  |  |  |  | Metal | PPC | N/A (BY MAPLE) | NFR |  | 10 | N/A | High level hinged panel to catering ducts | 6.05 |  | 0 |  |  |  | 0 | 0 | By others
D0521.02 | Ext | Car Park Level 05 | 5.21 | Parking Level 5 | 110 | L20 | 2500 | 2200 |  |  |  | 50 | Metal | PPC |  |  |  |  | Metal | PPC | N/A (BY MAPLE) | NFR |  | 10 | N/A | High level hinged panel to catering ducts | 7.3 |  | 0 |  |  |  | 0 | 0 | By others
D0521.03 | Ext | Car Park Level 05 | 5.21 | Parking Level 5 | 107 | L20 | 1250 | 2200 |  |  |  | 50 | Metal | PPC |  |  |  |  | Metal | PPC | N/A (BY MAPLE) | NFR |  |  | N/A | Fin Panel access door to Gantry | 6.05 |  | 0 |  |  |  | 0 | 0 | By others
D0601.01 | Ext | CORE LOBBY 1 | 6.01 | Parking Level 6 | 205 | L20/410A | 1010 (see comments) | 2110 (see comments) | 870 | 2052 | 925 | 43 | Timber | Painted |  |  |  |  | Timber | Painted | B1 | FD30s | Yes | 01c | N/A | Structural Opening Width: Door + Fixed Glazing Panel 2510 | 5.6 | 8.32 | 46.592 | 1.75 | 1 | 0.5 | 121.615 | 2383.7354 | SWD 210mm x 44mm 3 sided door frame & 4 sided screen all peimed. Glass to screen glazed on site by our glazers.
D0602.01 | Int | Stair 1 | 6.02 | Parking Level 6 | 201 | L20/410A | 1010 | 2110 | 920 | 2052 | 925 | 40 | Timber | Painted |  |  | 250 | VARIES | Timber | Painted | B1 | FD60s | Yes | 01c | N/A |  | 5.63 | 23.53 | 132.4739 | 2.25 | 1 | 0.5 | 140.325 | 272.7989 | Sapele 210mm x 44mm 3 sided rebated frame primed
D0606.01 | Int | Riser 1.1 | 6.06 | Parking Level 6 | 204 | L20/480A | 1010 | 2110 | 870 | 2052 | 925 | 43 | Metal | PPC |  |  |  |  | Metal | PPC | H2 | FD60 | No | 02a | N/A |  | 5.63 |  | 0 |  |  |  | 0 | 0 | By others
D0607.01 | Int | Riser 1.2 | 6.07 | Parking Level 6 | 204 | L20/480A | 1010 | 2110 | 870 | 2052 | 925 | 43 | Metal | PPC |  |  |  |  | Metal | PPC | H2 | FD60 | No | 02a | N/A |  | 5.63 |  | 0 |  |  |  | 0 | 0 | By others
D0608.01 | Int | Riser 1.3 | 6.08 | Parking Level 6 | 204 | L20/480A | 1010 | 2110 | 870 | 2052 | 925 | 43 | Metal | PPC |  |  |  |  | Metal | PPC | H2 | FD60 | No | 02a | N/A |  | 5.63 |  | 0 |  |  |  | 0 | 0 | By others
D0610.01 | Int | Stair 2 | 6.1 | Parking Level 6 | 201 | L20/410A | 1010 | 2100 | 920 | 2052 | 925 | 40 | Timber | Painted |  |  | 250 | VARIES | Timber | Painted | B1 | FD30s | Yes | 01c | N/A |  | 5.61 | 8.32 | 46.6752 | 1.75 | 1 | 0.5 | 121.615 | 168.2902 | SWD 210mm x 44mm 3 sided rebated frame primed
D0611.01 | Int | Stair 2 Lobby | 6.11 | Parking Level 6 | 201 | L20/410A | 1010 | 2110 | 920 | 2052 | 925 | 40 | Timber | Painted |  |  | 250 | VARIES | Timber | Painted | B1 | FD60s | Yes | 01c | N/A |  | 5.63 | 23.53 | 132.4739 | 2.25 | 1 | 0.5 | 140.325 | 272.7989 | Sapele 210mm x 44mm 3 sided rebated frame primed
D0615.01 | Ext | Riser 2.1 | 6.15 | Parking Level 6 | 206 | L20/480A | 2010 | 2110 | 1870 | 2052 | 961 | 43 | Metal | PPC |  |  |  |  | Metal | PPC | H2 | FD60 | No | 02b | N/A |  | 6.63 |  | 0 |  |  |  | 0 | 0 | By others
D0616.01 | Int | Riser 2.2 | 6.16 | Parking Level 6 | 204 | L20/480A | 1010 | 2110 | 870 | 2052 | 925 | 43 | Metal | PPC |  |  |  |  | Metal | PPC | H2 | FD60 | No | 02a | N/A |  | 5.63 |  | 0 |  |  |  | 0 | 0 | By others
D0617.01 | Int | Core 3 Lobby | 6.17 | Parking Level 6 | 201 | L20/410A | 1100 | 2110 | 1010 | 2052 | 925 | 40 | Timber | Painted |  |  | 250 | VARIES | Timber | Painted | B1 | FD60s | Yes | 01c | N/A |  | 5.72 | 23.53 | 134.5916 | 2.25 | 1 | 0.5 | 140.325 | 274.9166 | Sapele 210mm x 44mm 3 sided rebated frame primed
D0618.01 | Int | Stair 3 | 6.18 | Parking Level 6 | 201 | L20/410A | 1010 | 2100 | 920 | 2052 | 925 | 40 | Timber | Painted |  |  | 250 | VARIES | Timber | Painted | B1 | FD30s | Yes | 01c | N/A |  | 5.61 | 8.32 | 46.6752 | 1.75 | 1 | 0.5 | 121.615 | 168.2902 | SWD 210mm x 44mm 3 sided rebated frame primed
D0620.01 | Int | Riser 3.1 | 6.2 | Parking Level 6 | 206 | L20/480A | 1810 | 2110 | 1670 | 2052 | 861 | 43 | Metal | PPC |  |  |  |  | Metal | PPC | H2 | FD60 | No | 02b | N/A |  | 6.43 |  | 0 |  |  |  | 0 | 0 | By others
D0621.01 | Int | Link Bridge Lobby | 6.22 | Parking Level 6 | 102 | L20/482A | 2520 | 2210 |  | 2110 | 2420 | 70 | Glazed | [7 empty] | N/A | FD90S | Yes | 7 | N/A |  | 7.34 |  | 0 |  |  |  | 0 | 0 | By others
D0622.01 | Ext | Car Park Level 06 | 6.21 | Parking Level 6 | 110 | L20 | 1250 | 2200 |  |  |  | 50 | Metal | PPC |  |  |  |  | Metal | PPC | N/A (BY MAPLE) | NFR |  | 10 | N/A | High level hinged panel to catering ducts | 6.05 |  | 0 |  |  |  | 0 | 0 | By others
D0622.02 | Ext | Car Park Level 06 | 6.21 | Parking Level 6 | 110 | L20 | 2500 | 2200 |  |  |  | 50 | Metal | PPC |  |  |  |  | Metal | PPC | N/A (BY MAPLE) | NFR |  | 10 | N/A | High level hinged panel to catering ducts | 7.3 |  | 0 |  |  |  | 0 | 0 | By others
D0701.01 | Ext | CORE 1 Lobby | 7.01 | Parking Level 7 | 205 | L20/410A | 1010 (see comments) | 2110 (see comments) | 870 | 2052 | 925 | 43 | Timber | Painted |  |  |  |  | Timber | Painted | B1 | FD30s | Yes | 01c | N/A | Structural Opening Width: Door + Fixed Glazing Panel 2510 | 5.6 | 8.32 | 46.592 | 1.75 | 1 | 0.5 | 121.615 | 2383.7354 | SWD 210mm x 44mm 3 sided door frame & 4 sided screen all peimed. Glass to screen glazed on site by our glazers.
D0702.01 | Int | Stair 1 | 7.02 | Parking Level 7 | 201 | L20/410A | 1010 | 2110 | 920 | 2052 | 925 | 40 | Timber | Painted |  |  | 250 | VARIES | Timber | Painted | B1 | FD60s | Yes | 01c | N/A |  | 5.63 | 23.53 | 132.4739 | 2.25 | 1 | 0.5 | 140.325 | 272.7989 | Sapele 210mm x 44mm 3 sided rebated frame primed
D0706.01 | Int | Riser 1.1 | 7.06 | Parking Level 7 | 204 | L20/480A | 1010 | 2110 | 870 | 2052 | 925 | 43 | Metal | PPC |  |  |  |  | Metal | PPC | H2 | FD60 | No | 02a | N/A |  | 5.63 |  | 0 |  |  |  | 0 | 0 | By others
D0707.01 | Int | Riser 1.2 | 7.07 | Parking Level 7 | 204 | L20/480A | 1010 | 2110 | 870 | 2052 | 925 | 43 | Metal | PPC |  |  |  |  | Metal | PPC | H2 | FD60 | Yes | 02a | N/A |  | 5.63 |  | 0 |  |  |  | 0 | 0 | By others
D0708.01 | Int | Riser 1.3 | 7.08 | Parking Level 7 | 204 | L20/480A | 1010 | 2110 | 870 | 2052 | 925 | 43 | Metal | PPC |  |  |  |  | Metal | PPC | H2 | FD60 | No | 02a | N/A |  | 5.63 |  | 0 |  |  |  | 0 | 0 | By others
D0709.01 | Int | CORE 2 | 7.09 | Parking Level 7 | 201 | L20/410A | 1010 | 2110 | 920 | 2052 | 925 | 40 | Timber | Painted |  |  | 250 | VARIES | Timber | Painted | B1 | FD60s | Yes | 01c | N/A |  | 5.63 | 23.53 | 132.4739 | 2.25 | 1 | 0.5 | 140.325 | 272.7989 | Sapele 210mm x 44mm 3 sided rebated frame primed
D0711.01 | Int | Stair 2 Lobby | 7.11 | Parking Level 7 | 201 | L20/410A | 1010 | 2100 | 920 | 2052 | 925 | 40 | Timber | Painted |  |  | 250 | VARIES | Timber | Painted | B1 | FD30s | Yes | 01c | N/A |  | 5.61 | 8.32 | 46.6752 | 1.75 | 1 | 0.5 | 121.615 | 168.2902 | SWD 210mm x 44mm 3 sided rebated frame primed
D0715.01 | Ext | Riser 2.1 | 7.15 | Parking Level 7 | 206 | L20/480A | 2010 | 2110 | 1870 | 2052 | 961 | 43 | Metal | PPC |  |  |  |  | Metal | PPC | H2 | FD60 | No | 02b | N/A |  | 6.63 |  | 0 |  |  |  | 0 | 0 | By others
D0716.01 | Int | Riser 2.2 | 7.16 | Parking Level 7 | 204 | L20/480A | 1010 | 2110 | 870 | 2052 | 925 | 43 | Metal | PPC |  |  |  |  | Metal | PPC | H2 | FD60 | No | 02a | N/A |  | 5.63 |  | 0 |  |  |  | 0 | 0 | By others
D0717.01 | Int | Core 3 Lobby | 7.17 | Parking Level 7 | 201 | L20/410A | 1100 | 2110 | 1010 | 2052 | 925 | 40 | Timber | Painted |  |  | 250 | VARIES | Timber | Painted | B1 | FD60s | Yes | 01c | N/A |  | 5.72 | 23.53 | 134.5916 | 2.25 | 1 | 0.5 | 140.325 | 274.9166 | Sapele 210mm x 44mm 3 sided rebated frame primed
D0718.01 | Int | Stair 3 | 7.18 | Parking Level 7 | 201 | L20/410A | 1010 | 2100 | 920 | 2052 | 925 | 40 | Timber | Painted |  |  | 250 | VARIES | Timber | Painted | B1 | FD30s | Yes | 01c | N/A |  | 5.61 | 8.32 | 46.6752 | 1.75 | 1 | 0.5 | 121.615 | 168.2902 | SWD 210mm x 44mm 3 sided rebated frame primed
D0720.01 | Int | Riser 3.1 | 7.2 | Parking Level 7 | 206 | L20/480A | 1810 | 2110 | 1670 | 2052 | 861 | 43 | Metal | PPC |  |  |  |  | Metal | PPC | H2 | FD60 | No | 02b | N/A |  | 6.43 |  | 0 |  |  |  | 0 | 0 | By others
D0721.01 | Ext | Car Park Level 07 | 7.21 | Parking Level 7 | 110 | L20 | 1250 | 2200 |  |  |  | 50 | Metal | PPC |  |  |  |  | Metal | PPC | N/A (BY MAPLE) | NFR |  | 10 | N/A | High level hinged panel to catering ducts | 6.05 |  | 0 |  |  |  | 0 | 0 | By others
D0721.02 | Ext | Car Park Level 07 | 7.21 | Parking Level 7 | 110 | L20 | 2500 | 2200 |  |  |  | 50 | Metal | PPC |  |  |  |  | Metal | PPC | N/A (BY MAPLE) | NFR |  | 10 | N/A | High level hinged panel to catering ducts | 7.3 |  | 0 |  |  |  | 0 | 0 | By others
D0801.01 | Ext | CORE 1 Lobby | 8.01 | Parking Level 8 | 205 | L20/410A | 1010 (see comments) | 2110 (see comments) | 870 | 2052 | 925 | 43 | Timber | Painted |  |  |  |  | Timber | Painted | B1 | FD30s | Yes | 01c | N/A | Structural Opening Width: Door + Fixed Glazing Panel 2510 | 5.6 | 8.32 | 46.592 | 1.75 | 1 | 0.5 | 121.615 | 2383.7354 | SWD 210mm x 44mm 3 sided door frame & 4 sided screen all peimed. Glass to screen glazed on site by our glazers.
D0802.01 | Int | Stair 1 | 8.02 | Parking Level 8 | 201 | L20/410A | 1010 | 2110 | 920 | 2052 | 925 | 40 | Timber | Painted |  |  | 250 | VARIES | Timber | Painted | B1 | FD60s | Yes | 01c | N/A |  | 5.63 | 23.53 | 132.4739 | 2.25 | 1 | 0.5 | 140.325 | 272.7989 | Sapele 210mm x 44mm 3 sided rebated frame primed
D0806.01 | Int | Riser 1.1 | 8.06 | Parking Level 8 | 204 | L20/480A | 1010 | 2110 | 870 | 2052 | 925 | 43 | Metal | PPC |  |  |  |  | Metal | PPC | H2 | FD60 | No | 02a | N/A |  | 5.63 |  | 0 |  |  |  | 0 | 0 | By others
D0807.01 | Int | Riser 1.2 | 8.07 | Parking Level 8 | 204 | L20/480A | 1010 | 2110 | 870 | 2052 | 925 | 43 | Metal | PPC |  |  |  |  | Metal | PPC | H2 | FD60 | No | 02a | N/A |  | 5.63 |  | 0 |  |  |  | 0 | 0 | By others
D0808.01 | Ext | Riser 1.3 | 8.08 | Parking Level 8 | 204 | L20/480A | 1010 | 2110 | 870 | 2052 | 925 | 43 | Metal | PPC |  |  |  |  | Metal | PPC | H2 | FD60s | Yes | 02a | N/A |  | 5.63 |  | 0 |  |  |  | 0 | 0 | By others
D0809.01 | Int | Core 2 Lobby | 8.09 | Parking Level 8 | 201 | L20/410A | 1010 | 2110 | 920 | 2052 | 925 | 40 | Timber | Painted |  |  | 250 | VARIES | Timber | Painted | B1 | FD60s | Yes | 01c | N/A |  | 5.63 | 23.53 | 132.4739 | 2.25 | 1 | 0.5 | 140.325 | 272.7989 | Sapele 210mm x 44mm 3 sided rebated frame primed
D0811.01 | Int | Stair 2 Lobby | 8.11 | Parking Level 8 | 201 | L20/410A | 1010 | 2100 | 920 | 2052 | 925 | 40 | Timber | Painted |  |  | 250 | VARIES | Timber | Painted | B1 | FD30s | Yes | 01c | N/A |  | 5.61 | 8.32 | 46.6752 | 1.75 | 1 | 0.5 | 121.615 | 168.2902 | SWD 210mm x 44mm 3 sided rebated frame primed
D0815.01 | Ext | Riser 2.1 | 8.15 | Parking Level 8 | 206 | L20/480A | 2010 | 2110 | 1870 | 2052 | 961 | 43 | Metal | PPC |  |  |  |  | Metal | PPC | H2 | FD60 | No | 02b | N/A |  | 6.63 |  | 0 |  |  |  | 0 | 0 | By others
D0816.01 | Int | Riser 2.2 | 8.16 | Parking Level 8 | 204 | L20/480A | 1010 | 2110 | 870 | 2052 | 925 | 43 | Metal | PPC |  |  |  |  | Metal | PPC | H2 | FD60 | No | 02a | N/A |  | 5.63 |  | 0 |  |  |  | 0 | 0 | By others
D0817.01 | Int | CORE 3 Lobby | 8.17 | Parking Level 8 | 201 | L20/410A | 1100 | 2110 | 1010 | 2052 | 925 | 40 | Timber | Painted |  |  | 250 | VARIES | Timber | Painted | B1 | FD60s | Yes | 01c | N/A |  | 5.72 | 23.53 | 134.5916 | 2.25 | 1 | 0.5 | 140.325 | 274.9166 | Sapele 210mm x 44mm 3 sided rebated frame primed
D0818.01 | Int | Stair 3 | 8.18 | Parking Level 8 | 201 | L20/410A | 1010 | 2100 | 920 | 2052 | 925 | 40 | Timber | Painted |  |  | 250 | VARIES | Timber | Painted | B1 | FD30s | Yes | 01c | N/A |  | 5.61 | 8.32 | 46.6752 | 1.75 | 1 | 0.5 | 121.615 | 168.2902 | SWD 210mm x 44mm 3 sided rebated frame primed
D0820.01 | Int | Riser 3.1 | 8.2 | Parking Level 8 | 206 | L20/480A | 1810 | 2110 | 1670 | 2052 | 861 | 43 | Metal | PPC |  |  |  |  | Metal | PPC | H2 | FD60 | No | 02b | N/A |  | 6.43 |  | 0 |  |  |  | 0 | 0 | By others
D0821.01 | Ext | Car Park Level 08 | 8.21 | Parking Level 8 | 110 | L20 | 1250 | 2200 |  |  |  | 50 | Metal | PPC |  |  |  |  | Metal | PPC | N/A (BY MAPLE) | NFR |  | 10 | N/A | High level hinged panel to catering ducts | 6.05 |  | 0 |  |  |  | 0 | 0 | By others
D0821.02 | Ext | Car Park Level 08 | 8.21 | Parking Level 8 | 110 | L20 | 2500 | 2200 |  |  |  | 50 | Metal | PPC |  |  |  |  | Metal | PPC | N/A (BY MAPLE) | NFR |  | 10 | N/A | High level hinged panel to catering ducts | 7.3 |  | 0 |  |  |  | 0 | 0 | By others
D0822.01 | Int | Hotel link | 8.23 | Parking Level 8 | 102 | L20/482A | 2520 | 2210 | 2220 | 2110 | 2420 | 70 | Glazed | [5 empty] | Metal | PPC | N/A | FD90S | Yes | 7 | N/A | Access to Hotel Link | 7.34 |  | 0 |  |  |  | 0 | 0 | By others
D0901.01 | Ext | CORE 1 Lobby | 9.01 | Parking Level 9 | 205 | L20/410A | 1010 (see comments) | 2110 (see comments) | 870 | 2052 | 925 | 43 | Timber | Painted |  |  |  |  | Timber | Painted | B1 | FD30s | Yes | 01c | N/A | Structural Opening Width: Door + Fixed Glazing Panel 2510 | 5.6 | 8.32 | 46.592 | 1.75 | 1 | 0.5 | 121.615 | 2383.7354 | SWD 210mm x 44mm 3 sided door frame & 4 sided screen all peimed. Glass to screen glazed on site by our glazers.
D0902.01 | Int | Stair 1 | 9.02 | Parking Level 9 | 201 | L20/410A | 1010 | 2110 | 920 | 2052 | 925 | 40 | Timber | Painted |  |  | 250 | VARIES | Timber | Painted | B1 | FD60s | Yes | 01c | N/A |  | 5.63 | 23.53 | 132.4739 | 2.25 | 1 | 0.5 | 140.325 | 272.7989 | Sapele 210mm x 44mm 3 sided rebated frame primed
D0906.01 | Int | Riser 1.1 | 9.06 | Parking Level 9 | 204 | L20/480A | 1010 | 2110 | 870 | 2052 | 925 | 43 | Metal | PPC |  |  |  |  | Metal | PPC | H2 | FD60 | No | 02a | N/A |  | 5.63 |  | 0 |  |  |  | 0 | 0 | By others
D0907.01 | Int | Riser 1.2 | 9.07 | Parking Level 9 | 204 | L20/480A | 1010 | 2110 | 870 | 2052 | 925 | 43 | Metal | PPC |  |  |  |  | Metal | PPC | H2 | FD60 | No | 02a | N/A |  | 5.63 |  | 0 |  |  |  | 0 | 0 | By others
D0908.01 | Int | Riser 1.3 | 9.08 | Parking Level 9 | 204 | L20/480A | 1010 | 2110 | 870 | 2052 | 925 | 43 | Metal | PPC |  |  |  |  | Metal | PPC | H2 | FD60 | No | 02a | N/A |  | 5.63 |  | 0 |  |  |  | 0 | 0 | By others
D0910.01 | Int | Stair 2 | 9.1 | Parking Level 9 | 201 | L20/410A | 1010 | 2100 | 920 | 2052 | 925 | 40 | Timber | Painted |  |  | 250 | VARIES | Timber | Painted | B1 | FD30s | Yes | 01c | N/A |  | 5.61 | 8.32 | 46.6752 | 1.75 | 1 | 0.5 | 121.615 | 168.2902 | SWD 210mm x 44mm 3 sided rebated frame primed
D0911.01 | Int | Stair 2 Lobby | 9.11 | Parking Level 9 | 201 | L20/410A | 1010 | 2110 | 920 | 2052 | 925 | 40 | Timber | Painted |  |  | 250 | VARIES | Timber | Painted | B1 | FD60s | Yes | 01c | N/A |  | 5.63 | 23.53 | 132.4739 | 2.25 | 1 | 0.5 | 140.325 | 272.7989 | Sapele 210mm x 44mm 3 sided rebated frame primed
D0915.01 | Ext | Riser 2.1 | 9.15 | Parking Level 9 | 206 | L20/480A | 2010 | 2110 | 1870 | 2052 | 961 | 43 | Metal | PPC |  |  |  |  | Metal | PPC | H2 | FD60 | No | 02b | N/A |  | 6.63 |  | 0 |  |  |  | 0 | 0 | By others
D0916.01 | Int | Riser 2.2 | 9.16 | Parking Level 9 | 204 | L20/480A | 1010 | 2110 | 870 | 2052 | 925 | 43 | Metal | PPC |  |  |  |  | Metal | PPC | H2 | FD60 | No | 02a | N/A |  | 5.63 |  | 0 |  |  |  | 0 | 0 | By others
D0917.01 | Int | Core 3 Lobby | 9.17 | Parking Level 9 | 201 | L20/410A | 1100 | 2110 | 1010 | 2052 | 925 | 40 | Timber | Painted |  |  | 250 | VARIES | Timber | Painted | B1 | FD60s | Yes | 01c | N/A |  | 5.72 | 23.53 | 134.5916 | 2.25 | 1 | 0.5 | 140.325 | 274.9166 | Sapele 210mm x 44mm 3 sided rebated frame primed
D0918.01 | Int | Stair 3 | 9.18 | Parking Level 9 | 201 | L20/410A | 1010 | 2100 | 920 | 2052 | 925 | 40 | Timber | Painted |  |  | 250 | VARIES | Timber | Painted | B1 | FD30s | Yes | 01c | N/A |  | 5.61 | 8.32 | 46.6752 | 1.75 | 1 | 0.5 | 121.615 | 168.2902 | SWD 210mm x 44mm 3 sided rebated frame primed
D0920.01 | Int | Riser 3.1 | 9.2 | Parking Level 9 | 206 | L20/480A | 1810 | 2110 | 1670 | 2052 | 861 | 43 | Metal | PPC |  |  |  |  | Metal | PPC | H2 | FD60 | No | 02b | N/A |  | 6.43 |  | 0 |  |  |  | 0 | 0 | By others
D0921.01 | Ext | Car Park Level 09 | 9.21 | Parking Level 9 | 110 | L20 | 1250 | 2200 |  |  |  | 50 | Metal | PPC |  |  |  |  | Metal | PPC | N/A (BY MAPLE) | NFR |  | 10 | N/A | High level hinged panel to catering ducts | 6.05 |  | 0 |  |  |  | 0 | 0 | By others
D0921.02 | Ext | Car Park Level 09 | 9.21 | Parking Level 9 | 110 | L20 | 2500 | 2200 |  |  |  | 50 | Metal | PPC |  |  |  |  | Metal | PPC | N/A (BY MAPLE) | NFR |  | 10 | N/A | High level hinged panel to catering ducts | 7.3 |  | 0 |  |  |  | 0 | 0 | By others
D1001.01 | Ext | CORE 1 Lobby | 10.01 | Parking Level 10 | 205 | L20/410A | 1010 (see comments) | 2110 (see comments) | 870 | 2052 | 925 | 43 | Timber | Painted |  |  |  |  | Timber | Painted | B1 | FD30s | Yes | 01c | N/A | Structural Opening Width: Door + Fixed Glazing Panel 2510 | 5.6 | 8.32 | 46.592 | 1.75 | 1 | 0.5 | 121.615 | 2383.7354 | SWD 210mm x 44mm 3 sided door frame & 4 sided screen all peimed. Glass to screen glazed on site by our glazers.
D1002.01 | Int | Stair 1 | 10.02 | Parking Level 10 | 201 | L20/410A | 1010 | 2110 | 920 | 2052 | 925 | 40 | Timber | Painted |  |  | 250 | VARIES | Timber | Painted | B1 | FD60s | Yes | 01c | N/A |  | 5.63 | 23.53 | 132.4739 | 2.25 | 1 | 0.5 | 140.325 | 272.7989 | Sapele 210mm x 44mm 3 sided rebated frame primed
D1006.01 | Int | Riser 1.1 | 10.06 | Parking Level 10 | 204 | L20/480A | 1010 | 2110 | 870 | 2052 | 925 | 43 | Metal | PPC |  |  |  |  | Metal | PPC | H2 | FD60 | No | 02a | N/A |  | 5.63 |  | 0 |  |  |  | 0 | 0 | By others
D1007.01 | Int | Riser 1.2 | 10.07 | Parking Level 10 | 204 | L20/480A | 1010 | 2110 | 870 | 2052 | 925 | 43 | Metal | PPC |  |  |  |  | Metal | PPC | H2 | FD60 | No | 02a | N/A |  | 5.63 |  | 0 |  |  |  | 0 | 0 | By others
D1008.01 | Int | Riser 1.3 | 10.08 | Parking Level 10 | 204 | L20/480A | 1010 | 2110 | 870 | 2052 | 925 | 43 | Metal | PPC |  |  |  |  | Metal | PPC | H2 | FD60 | No | 02a | N/A |  | 5.63 |  | 0 |  |  |  | 0 | 0 | By others
D1010.01 | Int | Stair 2 Lobby | 10.11 | Parking Level 10 | 201 | L20/410A | 1010 | 2100 | 920 | 2052 | 925 | 40 | Timber | Painted |  |  | 250 | VARIES | Timber | Painted | B1 | FD30s | Yes | 01c | N/A |  | 5.61 | 8.32 | 46.6752 | 1.75 | 1 | 0.5 | 121.615 | 168.2902 | SWD 210mm x 44mm 3 sided rebated frame primed
D1011.01 | Int | CORE 2 Lobby | 10.09 | Parking Level 10 | 201 | L20/410A | 1010 | 2110 | 920 | 2052 | 925 | 40 | Timber | Painted |  |  | 250 | VARIES | Timber | Painted | B1 | FD60s | Yes | 01c | N/A |  | 5.63 | 23.53 | 132.4739 | 2.25 | 1 | 0.5 | 140.325 | 272.7989 | Sapele 210mm x 44mm 3 sided rebated frame primed
D1015.01 | Ext | Riser 2.1 | 10.15 | Parking Level 10 | 206 | L20/480A | 2010 | 2110 | 1870 | 2052 | 961 | 43 | Metal | PPC |  |  |  |  | Metal | PPC | H2 | FD60 | No | 02b | N/A |  | 6.63 |  | 0 |  |  |  | 0 | 0 | By others
D1016.01 | Int | Riser 2.2 | 10.16 | Parking Level 10 | 204 | L20/480A | 1010 | 2110 | 870 | 2052 | 925 | 43 | Metal | PPC |  |  |  |  | Metal | PPC | H2 | FD60 | No | 02a | N/A |  | 5.63 |  | 0 |  |  |  | 0 | 0 | By others
D1017.01 | Int | CORE 3 Lobby | 10.17 | Parking Level 10 | 201 | L20/410A | 1100 | 2110 | 1010 | 2052 | 925 | 40 | Timber | Painted |  |  | 250 | VARIES | Timber | Painted | B1 | FD60s | Yes | 01c | N/A |  | 5.72 | 23.53 | 134.5916 | 2.25 | 1 | 0.5 | 140.325 | 274.9166 | Sapele 210mm x 44mm 3 sided rebated frame primed
D1018.01 | Int | Stair 3 | 10.18 | Parking Level 10 | 201 | L20/410A | 1010 | 2100 | 920 | 2052 | 925 | 40 | Timber | Painted |  |  | 250 | VARIES | Timber | Painted | B1 | FD30s | Yes | 01c | N/A |  | 5.61 | 8.32 | 46.6752 | 1.75 | 1 | 0.5 | 121.615 | 168.2902 | SWD 210mm x 44mm 3 sided rebated frame primed
D1020.01 | Int | Riser 3.1 | 10.2 | Parking Level 10 | 206 | L20/480A | 1810 | 2110 | 1670 | 2052 | 861 | 43 | Metal | PPC |  |  |  |  | Metal | PPC | H2 | FD60 | Yes | 02a | N/A |  | 6.43 |  | 0 |  |  |  | 0 | 0 | By others
D1021.01 | Ext | Car Park Level 10 | 10.21 | Parking Level 10 | 107 | L20 | 1250 | 2110 |  |  |  |  | Metal | PPC |  |  |  |  | Metal | PPC | N/A (BY MAPLE) |  | No | 11 | N/A | FF1 hinged fin panel door | 5.87 |  | 0 |  |  |  | 0 | 0 | By others
D1021.02 | Ext | Car Park Level 10 | 10.21 | Parking Level 10 | 107 | L20 | 1250 | 2110 |  |  |  |  | Metal | PPC |  |  |  |  | Metal | PPC | N/A (BY MAPLE) |  | No | 11 | N/A | FF1 hinged fin panel door | 5.87 |  | 0 |  |  |  | 0 | 0 | By others
D1021.03 | Ext | Car Park Level 10 | 10.21 | Parking Level 10 | 110 | L20 | 1250 | 2200 |  |  |  | 50 | Metal | PPC |  |  |  |  | Metal | PPC | N/A (BY MAPLE) | NFR |  | 10 | N/A | High level hinged panel to catering ducts | 6.05 |  | 0 |  |  |  | 0 | 0 | By others
D1021.04 | Ext | Car Park Level 10 | 10.21 | Parking Level 10 | 110 | L20 | 2500 | 2200 |  |  |  | 50 | Metal | PPC |  |  |  |  | Metal | PPC | N/A (BY MAPLE) | NFR |  | 10 | N/A | High level hinged panel to catering ducts | 7.3 |  | 0 |  |  |  | 0 | 0 | By others
D1101.01 | Ext | Core1 Lobby | 11.01 | Roof Level SSL | 204 | L20/480A | 1010 | 2100 | 870 | 2052 | 925 | 43 | Metal | PPC |  |  |  |  | Metal | PPC | H2 | FD30s | Yes | 08b | N/A |  | 5.61 |  | 0 |  |  |  | 0 | 0 | By others
D1102.01 | Int | Stair 1 | 11.02 | Roof Level SSL | 201 | L20/410A | 1010 | 2110 | 920 | 2052 | 925 | 40 | Timber | Painted |  |  | 250 | VARIES | Timber | Painted | B1 | FD60s | Yes | 01c | N/A |  | 5.63 | 23.53 | 132.4739 | 2.25 | 1 | 0.5 | 140.325 | 272.7989 | Sapele 210mm x 44mm 3 sided rebated frame primed
D1109.01 | Ext | CORE 2 Lobby | 11.09 | Roof Level SSL | 204 | L20/480A | 1010 | 2100 | 870 | 2052 | 925 | 43 | Metal | PPC |  |  |  |  | Metal | PPC | H2 | FD30s | Yes | 08b | N/A |  | 5.61 |  | 0 |  |  |  | 0 | 0 | By others
D1109.02 | Int | CORE 2 Lobby | 11.09 | Roof Level SSL | 201 | L20/410A | 1010 | 2110 | 920 | 2052 | 925 | 40 | Timber | Painted |  |  | 250 | VARIES | Timber | Painted | B1 | FD60s | Yes | 01c | N/A |  | 5.63 | 23.53 | 132.4739 | 2.25 | 1 | 0.5 | 140.325 | 272.7989 | Sapele 210mm x 44mm 3 sided rebated frame primed
D1115.01 | Ext | Riser 2.1 | 11.15 | Roof Level SSL | 206 | L20/480A | 2010 | 2110 | 1870 | 2052 | 961 | 43 | Metal | PPC |  |  |  |  | Metal | PPC | H2 | FD60 | No | 02b | N/A |  | 6.63 |  | 0 |  |  |  | 0 | 0 | By others
D1117.01 | Ext | Plant Room 2 | 11.17 | Roof Level SSL | 204 | L20/480A | 1010 | 2100 | 870 | 2052 | 925 | 43 | Metal | PPC |  |  |  |  | Metal | PPC | H2 | FD30s | Yes | 08b | N/A |  | 5.61 |  | 0 |  |  |  | 0 | 0 | By others
D1118.01 | Ext | Stair 3 Lobby | 11.18 | Roof Level SSL | 204 | L20/480A | 1010 | 2100 | 870 | 2052 | 925 | 43 | Metal | PPC |  |  |  |  | Metal | PPC | H2 | FD30s | No | 08b | N/A |  | 5.61 |  | 0 |  |  |  | 0 | 0 | By others
48132.3883
[6 empty] | Might be wrong spec | [12 empty] | Might be wrong material |  | Have no details

## frame rates
ITEM | type 202, 210, 214 | A1 | fd60 |  | 150 |  | Nr units
| PART | MATERIAL | SECTION | SECTION | AREA | No / LM | RATE | COST | ms hours | js hours | ps hours
TIMBER | frame | Sapele | 0.175 | 0.05 | 0.00875 | 1 | 1800 | 15.75 | 2.25 | 1 | 0.5 | 3.75
NO MARK UP ITEMS | fd30 seal | [5 empty] | 1.5 | 0
NO MARK UP ITEMS | fd60 seal |  |  |  |  | 1 | 2.5 | 2.5
| FINISH |  |  |  |  | 1 | 0.45 | 0.45
| FIXINGS |  |  |  |  | 1 | 0.187 | 0.187
| TOTAL EACH | [6 empty] | 18.887 | 0 | 0 | 0
ITEM | type 203, 209, 213 | A1 | fd30 |  | 150 |  | Nr units
| PART | MATERIAL | SECTION | SECTION | AREA | No / LM | RATE | COST | ms hours | js hours | ps hours
TIMBER | frame | swd | 0.175 | 0.05 | 0.00875 | 1 | 550 | 4.8125 | 1.75 | 1 | 0.5 | 3.25
NO MARK UP ITEMS | fd30 seal |  |  |  |  | 1 | 1.5 | 1.5
NO MARK UP ITEMS | fd60 seal | [5 empty] | 2.5 | 0
| FINISH |  |  |  |  | 1 | 0.45 | 0.45
| FIXINGS |  |  |  |  | 1 | 0.067625 | 0.067625
| TOTAL EACH | [6 empty] | 6.8301 | 0 | 0 | 0
ITEM | type 201, 202, 205 | B1 | fd30 |  | 210 |  | Nr units
| PART | MATERIAL | SECTION | SECTION | AREA | No / LM | RATE | COST | ms hours | js hours | ps hours
TIMBER | frame | swd | 0.225 | 0.05 | 0.01125 | 1 | 550 | 6.1875 | 1.75 | 1 | 0.5 | 3.25
NO MARK UP ITEMS | fd30 seal |  |  |  |  | 1 | 1.5 | 1.5
NO MARK UP ITEMS | fd60 seal | [5 empty] | 2.5 | 0
| FINISH |  |  |  |  | 1 | 0.55 | 0.55
| FIXINGS |  |  |  |  | 1 | 0.082375 | 0.082375
| TOTAL EACH | [6 empty] | 8.3199 | 0 | 0 | 0
ITEM | type 201, 202, 210, 214 | B1 | fd60 |  | 210 |  | Nr units
| PART | MATERIAL | SECTION | SECTION | AREA | No / LM | RATE | COST | ms hours | js hours | ps hours
TIMBER | frame | Sapele | 0.225 | 0.05 | 0.01125 | 1 | 1800 | 20.25 | 2.25 | 1 | 0.5 | 3.75
NO MARK UP ITEMS | fd30 seal | [5 empty] | 1.5 | 0
NO MARK UP ITEMS | fd60 seal |  |  |  |  | 1 | 2.5 | 2.5
| FINISH |  |  |  |  | 1 | 0.55 | 0.55
| FIXINGS |  |  |  |  | 1 | 0.233 | 0.233
| TOTAL EACH | [6 empty] | 23.533 | 0 | 0 | 0
ITEM | type 202 | C1 | fd60 |  | 440 |  | Nr units
| PART | MATERIAL | SECTION | SECTION | AREA | No / LM | RATE | COST | ms hours | js hours | ps hours
TIMBER | frame | Sapele | 0.475 | 0.05 | 0.02375 | 1 | 1800 | 42.75 | 4 | 2 | 1 | 7
NO MARK UP ITEMS | fd30 seal | [5 empty] | 1.5 | 0
NO MARK UP ITEMS | fd60 seal |  |  |  |  | 1 | 2.5 | 2.5
| FINISH |  |  |  |  | 1 | 1.05 | 1.05
| FIXINGS |  |  |  |  | 1 | 0.463 | 0.463
| TOTAL EACH | [6 empty] | 46.763 | 0 | 0 | 0
ITEM | type 208 | C1 | fd30 |  | 440 |  | Nr units
| PART | MATERIAL | SECTION | SECTION | AREA | No / LM | RATE | COST | ms hours | js hours | ps hours
TIMBER | frame | swd | 0.475 | 0.05 | 0.02375 | 1 | 550 | 13.0625 | 3.5 | 2 | 1 | 6.5
NO MARK UP ITEMS | fd30 seal |  |  |  |  | 1 | 1.5 | 1.5
NO MARK UP ITEMS | fd60 seal | [5 empty] | 2.5 | 0
| FINISH |  |  |  |  | 1 | 1.05 | 1.05
| FIXINGS |  |  |  |  | 1 | 0.15613 | 0.15613
| TOTAL EACH | [6 empty] | 15.7686 | 0 | 0 | 0
ITEM | screen | [5 empty] | Nr units
| PART | MATERIAL | SECTION | SECTION | AREA | No / LM | RATE | COST |  | ms hours | js hours | ps hours
TIMBER | frame | swd | 0.225 | 0.05 | 0.01125 | 10.4 | 550 | 64.35
TIMBER | packers | swd | 0.225 | 0.05 | 0.01125 | 4.5 | 550 | 27.8438
TIMBER | g/bead | swd | 0.05 | 0.032 | 0.0016 | 20.8 | 550 | 18.304
SHEETS |  |  |  |  | 0 |  |  | 0
SHEETS |  |  |  |  | 0 |  |  | 0
SHEETS |  |  |  |  | 0 |  |  | 0
NO MARK UP ITEMS | [7 empty] | 0
NO MARK UP ITEMS | [7 empty] | 0
NO MARK UP ITEMS | [7 empty] | 0
ITEMS FOR 10% | glass |  |  |  |  | 1 | 1300 | 1300 | mj glazing 19/12/2020 16.49
ITEMS FOR 10% | [7 empty] | 0
ITEMS FOR 10% | [7 empty] | 0
% FOR JMS | [5 empty] | 0.1 | 1300 | 130
| FINISH |  |  |  |  | 1 | 25 | 25
| LABOUR | MS | PAR |  | 35.7 | 1.785 |  | 0
| LABOUR | MS | CUT PANELS |  | 0 | 0 |  | 0
| LABOUR | MS | JOINT |  | 8 | 2 |  | 0
| LABOUR | MS | 2nd ms |  |  | 2 |  | 0
| LABOUR | JS | frame |  |  | 6 |  | 0
| LABOUR | JS | beads |  |  | 2 |  | 0
| LABOUR | JS | [5 empty] | 0
| LABOUR | PS |  |  |  | 2 |  | 0
| LABOUR | PS | [5 empty] | 0
| LABOUR TOTALS | MS |  |  |  | 5.785 | 37.42 | 216.4747 |  | 0
| LABOUR TOTALS | JS |  |  |  | 8 | 37.42 | 299.36 |  |  | 0
| LABOUR TOTALS | PS |  |  |  | 2 | 37.42 | 74.84 |  |  |  | 0
| LABOUR | PACK |  |  |  | 1 | 37.42 | 37.42 |  |  | 0
| DELIVERY | [5 empty] | 37.42 | 0
| FIXINGS |  |  |  |  | 1 | 21.9359 | 21.9359
| TOTAL EACH |  |  |  |  | 16.785 |  | 2215.5284 | 0 | 0 | 0 | 0

## LAMINATE
LAMINATE SCHEDULE
JOB No
QTY | PART | LENGTH | WIDTH | CORE | No LIPS | LIP FIRST OR SECOND | LIP MATERIAL | FACE LAMINATE | REAR LAMINATE | PRICE EACH | TOTAL | NOTES
0
0
0
0
0
0
0
0
0
0
0
0
0
0
0
0
0
0
0
0
0
0
0
0
0
0
0
0
0
0

## VENEER
VENEER SCHEDULE
JOB No | [5 empty] | SITE
|  | PANEL INFORMATION |  |  |  |  | LIPPING INFORMATION | [5 empty] | VENEER TYPE
QTY | ITEM | PANEL TYPE | GRAIN LENGTH | WIDTH | THK | BOOK MATCH | LIPPING MATERIAL | CONCEALED/EXPOSED | LIP THK 1 | LIP THK 2 | LIP THK 3 | LIP THK 4 | FACE VENEER | REAR VENEER | CORE MATERIAL | FINISH | NOTES | COST EACH | TOTAL COST
0
0
0
0
0
0
0
0
0
0
0
0
0
0
0
0
0
0
0
0
0
0
0
0
0
0
0
0
0
0

## ADD ORDERS
JOB No
SITE
CONTRACTOR
ITEM | [6 empty] | Nr units
| PART | MATERIAL | SECTION | SECTION | AREA | No / LM | RATE | COST |  | ms hours | js hours | ps hours
TIMBER |  |  |  |  | 0 |  |  | 0
TIMBER |  |  |  |  | 0 |  |  | 0
TIMBER |  |  |  |  | 0 |  |  | 0
SHEETS |  |  |  |  | 0 |  |  | 0
SHEETS |  |  |  |  | 0 |  |  | 0
SHEETS |  |  |  |  | 0 |  |  | 0
NO MARK UP ITEMS | [7 empty] | 0
NO MARK UP ITEMS | [7 empty] | 0
NO MARK UP ITEMS | [7 empty] | 0
ITEMS FOR 10% | [7 empty] | 0
ITEMS FOR 10% | [7 empty] | 0
ITEMS FOR 10% | [7 empty] | 0
% FOR JMS | [5 empty] | 0.3 | 0 | 0
| FINISH | [6 empty] | 0
| LABOUR | MS | PAR |  | 0 |  |  | 0
| LABOUR | MS | CUT PANELS |  | 0 |  |  | 0
| LABOUR | MS | [5 empty] | 0
| LABOUR | MS | [5 empty] | 0
| LABOUR | JS | [5 empty] | 0
| LABOUR | JS | [5 empty] | 0
| LABOUR | JS | [5 empty] | 0
| LABOUR | PS | [5 empty] | 0
| LABOUR | PS | [5 empty] | 0
| LABOUR TOTALS | MS |  |  |  | 0 | 40 | 0 |  | 0
| LABOUR TOTALS | JS |  |  |  | 0 | 40 | 0 |  |  | 0
| LABOUR TOTALS | PS |  |  |  | 0 | 40 | 0 |  |  |  | 0
| LABOUR | PACK |  |  |  |  | 40 | 0 |  |  | 0
| DELIVERY | [5 empty] | 40 | 0
| FIXINGS |  |  |  |  | 1 |  | 0
| TOTAL EACH |  |  |  |  | 0 |  | 0 | 0

## RTFI
JMS Specialist Joinery Ltd
Schedule of Tender RFI'S -
No | Ref | Question | Date | Answer | Date
1 | TRFI 001
2 | TRFI 002
3 | TRFI 003
4 | TRFI 004
5 | TRFI 005
6
7
8
9
10
11
12
13
14
15
16